## Sheet1
Hydropower | [9 empty] | https://atb.nrel.gov/electricity/2024/hydropower
Inputs
Calculated
Input from other tab
Number of Projects: NSD
| X |  |  | Assumptions | [34 empty] | All Head | 0-3 ft | 3-6 ft | 6-15 ft | 15-30 ft | 30-60 ft | 60+ ft
[38 empty] | 0-0.5 | 211933 | 32672 | 28386 | 112693 | 33040 | 4574 | 568
[5 empty] | *** NOTE: Hydropower project costs and performance parameters are location specific. | [32 empty] | 0.5-1 | 8382 | 266 | 490 | 3323 | 3099 | 985 | 219
[38 empty] | 1-5 | 6717 | 20 | 168 | 2764 | 2595 | 922 | 248
[5 empty] | Technology |  | Base Year: |  |  | 2022 | [27 empty] | 5-10 | 796 | 0 | 12 | 247 | 342 | 160 | 35
[7 empty] | All values are given in 2022 U.S. dollars, see references at the bottom of this worksheet for dollar year conversions where source dollar years don't match 2022. | [30 empty] | 10-30 | 382 | 0 | 6 | 69 | 202 | 78 | 27
[7 empty] | Hydropower | [30 empty] | 30+ | 82 | 0 | 4 | 27 | 23 | 22 | 6
[7 empty] | Reference plants are mid-range of resource categories. | [30 empty] | All Capacity | 228292 | 32958 | 29066 | 119123 | 39301 | 6741 | 1103
Note: 30+ represents head >= 30 ft; similarly 10+ represents capacity >= 10 MW.
Lock = Navigation dams with locks; Lake = Non-Lock Dams; Description based on range of LCOE
[13 empty] | Resource Characteristics Ranges |  |  |  | Representative Technology | [5 empty] | Representative Cost | [14 empty] | Sum of Capacity in Megawatts
[23 empty] | Initial Capital Cost Components | [6 empty] | Overnight Capital Cost Components
[7 empty] | Technology Classification | Name | Tech | Resource | Scale | Maturity | Head (feet) | Capacity (MW) | Design | Description | Flow (cfs) | Head (ft) | Water Conv. Length (ft) | Dist. to Substation (mi) | Capacity (MW) | Capacity Factor | Site Preparation ($/kW) | Water Conveyance ($/kW) | Electro-Mechanical ($/kW) | Powerhouse ($/kW) | Elec. Infrastructure ($/kW) | Eng. & Const. Mgt ($/kW) | Env. Mitigation ($/kW) | Initial Capital Cost ($/kW) | Development ($/kW) | Overnight Capital Cost ($/kW) | Grid Connection Cost ($/kW) | Oper.&Maint. ($/kW) |  |  |  |  | All Head | 0-3 ft | 3-6 ft | 6-15 ft | 15-30 ft | 30-60 ft | 60+ ft | Max | Min
[8 empty] | Hydropower - NPD 1 | NPD 1 | Hydropower - Lake | Utility | Y | 240-300 | 9-20 | Lake | Low Cost | 507 | 240 | 2400 | 0.869 | 9.85 | 0.3349 | 226.14 | 689.94 | 617.31 | 806.42 | 0 | 204.06 | 233.99 | 2777.86 | 267.29 | 3045.15 | 0 | 92.01 |  |  |  | 0-0.5 | 16791.9372 | 836.623 | 1421.7468 | 8877.0576 | 4521.7788 | 968.2777 | 166.4533 | 0.49988 | 1.3e-05
[8 empty] | Hydropower - NPD 2 | NPD 2 | Hydropower - Lake | Utility | Y | 50-150 | 2-52 | Lake | Medium Cost | 872 | 137 | 2050 | 2.797 | 9.52 | 0.4138 | 78.61 | 3406.95 | 696.31 | 227.01 | 103.73 | 676.9 | 451.26 | 4914.66 | 330.97 | 5868.01 | 103.73 | 93.44 |  |  |  | 0.5-1 | 5769.9335 | 172.8777 | 340.3827 | 2263.7464 | 2149.3431 | 688.7794 | 154.8043 | 0.99983 | 0.50002
[8 empty] | Hydropower - NPD 3 | NPD 3 | Hydropower - Lake | Utility | Y | 30-115 | 1-20 | Lake | High Cost | 1095 | 71 | 1000 | 1.848 | 6.31 | 0.3329 | 121.76 | 2870.5 | 1071.3 | 448.77 | 76.52 | 688.32 | 458.89 | 5200.42 | 358.63 | 6018.17 | 76.52 | 112.57 |  |  |  | 1-5 | 13383.7893 | 23.6456 | 346.348 | 5346.688 | 5177.7635 | 1969.1816 | 520.1626 | 4.9964 | 1.0003
[8 empty] | Hydropower - NPD 4 | NPD 4 | Hydropower - Lake | Utility | Y | 10-110 | 0.1-11 | Lake | Very High Cost | 501 | 50 | 900 | 4.864 | 2.03 | 0.3756 | 287 | 7737.54 | 1502.82 | 567.24 | 128.91 | 1533.52 | 1022.35 | 11877.01 | 597.09 | 13247.56 | 128.91 | 188.26 |  |  |  | 5-10 | 5474.0454 | 0 | 62.159 | 1659.2588 | 2389.7355 | 1114.7333 | 248.1588 | 9.982 | 5.0017
[8 empty] | Hydropower - NPD 5 | NPD 5 | Hydropower - Lock | Utility | Y | 20-30 | 60-90 | Lock | Low Cost | 51667 | 22 | 226 | 7.191 | 86.19 | 0.4196 | 224.1 | 231.01 | 1418.6 | 1853.43 | 69.28 | 569.47 | 379.64 | 4260.57 | 158.8 | 4835.04 | 69.28 | 34.44
[8 empty] | Hydropower - NPD 6 | NPD 6 | Hydropower - Lock | Utility | Y | 10-20 | 6-60 | Lock | Medium Cost | 51667 | 17 | 1125 | 8.078 | 66.52 | 0.4413 | 290.79 | 1150.35 | 1717.84 | 2487.44 | 69.28 | 857.36 | 571.57 | 6659.67 | 239.08 | 7314.43 | 69.28 | 38.73
[8 empty] | Hydropower - NPD 7 | NPD 7 | Hydropower - Lock | Utility | Y | 5-20 | 2-25 | Lock | High Cost | 36000 | 9 | 1200 | 2.717 | 20.11 | 0.6229 | 724.8 | 1838.76 | 3309.52 | 5565.76 | 88.53 | 1729.11 | 1152.73 | 13789.5 | 430.62 | 14751.31 | 88.53 | 66.58
[8 empty] | Hydropower - NPD 8 | NPD 8 | Hydropower - Lock | Utility | Y | 3-25 | 0.6-9 | Lock | Very High Cost | 2894 | 8 | 2435 | 6.392 | 1.7 | 0.3993 | 1627.36 | 4334.58 | 4603.95 | 4724.91 | 153.49 | 2316.65 | 1544.44 | 18230.95 | 890.72 | 20042.61 | 153.49 | 204.11
[8 empty] | Hydropower - NSD 1 | NSD 1 | Hydropower - NSD | Utility | Y | 3-30 | 1-10 | Run-of-River |  | 3000 | 15.7249 |  |  | 3.7175 | 0.65644 | [9 empty] | 8545.7448 | 107.9917 | 154.5206 |  |  |  | 10-30 | 6243.5772 | 0 | 88.826 | 933.7576 | 3524.3067 | 1267.191 | 429.4959 | 29.9504 | 10.0045
[8 empty] | Hydropower - NSD 2 | NSD 2 | Hydropower - NSD | Utility | Y | 3-30 | 10+ | Run-of-River |  | 30000 | 19.6142 |  |  | 44.1155 | 0.66195 | [9 empty] | 7622.0477 | 107.9917 | 50.3623 |  |  |  | 30+ | 5568.0276 | 0 | 287.7813 | 1226.8666 | 1701.2594 | 1804.3701 | 547.7502 | 356.9635 | 30.1004
[8 empty] | Hydropower - NSD 3 | NSD 3 | Hydropower - NSD | Utility | Y | 30+ | 1-10 | Run-of-River |  | 12000 | 46.7583 |  |  | 4.2542 | 0.6235 | [9 empty] | 7464.0251 | 107.9917 | 145.3639 |  |  |  | All Capacity | 53231.3102 | 1033.1463 | 2547.2438 | 20307.3752 | 19464.1869 | 7812.533 | 2066.8251 | 356.9635 | 1.3e-05
[8 empty] | Hydropower - NSD 4 | NSD 4 | Hydropower - NSD | Utility | Y | 30+ | 10+ | Run-of-River |  | 27500 | 45.2614 |  |  | 94.0389 | 0.66455 | [9 empty] | 6712.8538 | 107.9917 | 35.4825 |  |  |  | Max | 356.9635 | 2.0337 | 135.9514 | 155.0802 | 143.1067 | 356.9635 | 164.5483
[38 empty] | Min | 1.3e-05 | 1.3e-05 | 0.001159 | 0.002092 | 0.006308 | 0.015956 | 0.096377
[5 empty] | Finance |  | Financial Assumptions:
[7 empty] | Capital Recovery Period (Years) |  |  |  |  | 30 |  | Financial Case |  | Market | [21 empty] | Weighted Average Capital Cost ($/kW)
[7 empty] | Depreciation Period |  |  |  |  | 20 |  | Capital Recovery Period |  | 30 | [22 empty] | All Head | 0-3 ft | 3-6 ft | 6-15 ft | 15-30 ft | 30-60 ft | 60+ ft | Max | Min
[7 empty] | Equity Premium During Construction |  |  |  |  | 2%
[7 empty] | Construction Duration yrs |  |  |  |  | 3
[7 empty] | Year | Capital | Percent of Leverage During Construction | Percent of Equity During Construction
[7 empty] | Index | Fraction
[7 empty] | 0 | 80% | 80% | 20%
[7 empty] | 1 | 10% | 80% | 20%
[7 empty] | 2 | 10% | 80% | 20%
[10 empty] | 2022 | 2023 | 2024 | 2025 | 2026 | 2027 | 2028 | 2029 | 2030 | 2031 | 2032 | 2033 | 2034 | 2035 | 2036 | 2037 | 2038 | 2039 | 2040 | 2041 | 2042 | 2043 | 2044 | 2045 | 2046 | 2047 | 2048 | 2049 | 2050
[7 empty] | Assumptions | Inflation Rate |  | 2.739% | 2.556% | 2.502% | 2.5% | 2.5% | 2.5% | 2.5% | 2.5% | 2.5% | 2.5% | 2.5% | 2.5% | 2.5% | 2.5% | 2.5% | 2.5% | 2.5% | 2.5% | 2.5% | 2.5% | 2.5% | 2.5% | 2.5% | 2.5% | 2.5% | 2.5% | 2.5% | 2.5% | 2.5%
[8 empty] | Interest Rate Nominal | Advanced | bar: 20% 2022 to 20% 2050
[8 empty] | Interest Rate Nominal | Moderate | bar: 20% 2022 to 20% 2050
[8 empty] | Interest Rate Nominal | Conservative | bar: 20% 2022 to 20% 2050
[8 empty] | Calculated Interest Rate Real | Advanced | 4.147% | 4.334% | 4.389% | 4.39% | 4.39% | 4.39% | 4.39% | 4.39% | 4.39% | 4.39% | 4.39% | 4.39% | 4.39% | 4.39% | 4.39% | 4.39% | 4.39% | 4.39% | 4.39% | 4.39% | 4.39% | 4.39% | 4.39% | 4.39% | 4.39% | 4.39% | 4.39% | 4.39% | 4.39%
[8 empty] | Calculated Interest Rate Real | Moderate | 4.147% | 4.334% | 4.389% | 4.39% | 4.39% | 4.39% | 4.39% | 4.39% | 4.39% | 4.39% | 4.39% | 4.39% | 4.39% | 4.39% | 4.39% | 4.39% | 4.39% | 4.39% | 4.39% | 4.39% | 4.39% | 4.39% | 4.39% | 4.39% | 4.39% | 4.39% | 4.39% | 4.39% | 4.39%
[8 empty] | Calculated Interest Rate Real | Conservative | 4.147% | 4.334% | 4.389% | 4.39% | 4.39% | 4.39% | 4.39% | 4.39% | 4.39% | 4.39% | 4.39% | 4.39% | 4.39% | 4.39% | 4.39% | 4.39% | 4.39% | 4.39% | 4.39% | 4.39% | 4.39% | 4.39% | 4.39% | 4.39% | 4.39% | 4.39% | 4.39% | 4.39% | 4.39%
[8 empty] | Interest During Construction - Nominal | * | bar: 20% 2022 to 20% 2050
[8 empty] | Rate of Return on Equity Nominal | Advanced | 9.75% | 9.75% | 9.75% | 9.75% | 9.75% | 9.75% | 9.75% | 9.75% | 9.75% | 9.75% | 9.75% | 9.75% | 9.75% | 9.75% | 9.75% | 9.75% | 9.75% | 9.75% | 9.75% | 9.75% | 9.75% | 9.75% | 9.75% | 9.75% | 9.75% | 9.75% | 9.75% | 9.75% | 9.75%
[8 empty] | Rate of Return on Equity Nominal | Moderate | 9.75% | 9.75% | 9.75% | 9.75% | 9.75% | 9.75% | 9.75% | 9.75% | 9.75% | 9.75% | 9.75% | 9.75% | 9.75% | 9.75% | 9.75% | 9.75% | 9.75% | 9.75% | 9.75% | 9.75% | 9.75% | 9.75% | 9.75% | 9.75% | 9.75% | 9.75% | 9.75% | 9.75% | 9.75%
[8 empty] | Rate of Return on Equity Nominal | Conservative | 9.75% | 9.75% | 9.75% | 9.75% | 9.75% | 9.75% | 9.75% | 9.75% | 9.75% | 9.75% | 9.75% | 9.75% | 9.75% | 9.75% | 9.75% | 9.75% | 9.75% | 9.75% | 9.75% | 9.75% | 9.75% | 9.75% | 9.75% | 9.75% | 9.75% | 9.75% | 9.75% | 9.75% | 9.75%
[8 empty] | Calculated Rate of Return on Equity Real | Advanced | 6.824% | 7.015% | 7.071% | 7.073% | 7.073% | 7.073% | 7.073% | 7.073% | 7.073% | 7.073% | 7.073% | 7.073% | 7.073% | 7.073% | 7.073% | 7.073% | 7.073% | 7.073% | 7.073% | 7.073% | 7.073% | 7.073% | 7.073% | 7.073% | 7.073% | 7.073% | 7.073% | 7.073% | 7.073%
[8 empty] | Calculated Rate of Return on Equity Real | Moderate | 6.824% | 7.015% | 7.071% | 7.073% | 7.073% | 7.073% | 7.073% | 7.073% | 7.073% | 7.073% | 7.073% | 7.073% | 7.073% | 7.073% | 7.073% | 7.073% | 7.073% | 7.073% | 7.073% | 7.073% | 7.073% | 7.073% | 7.073% | 7.073% | 7.073% | 7.073% | 7.073% | 7.073% | 7.073%
[8 empty] | Calculated Rate of Return on Equity Real | Conservative | 6.824% | 7.015% | 7.071% | 7.073% | 7.073% | 7.073% | 7.073% | 7.073% | 7.073% | 7.073% | 7.073% | 7.073% | 7.073% | 7.073% | 7.073% | 7.073% | 7.073% | 7.073% | 7.073% | 7.073% | 7.073% | 7.073% | 7.073% | 7.073% | 7.073% | 7.073% | 7.073% | 7.073% | 7.073%
[8 empty] | Debt Fraction | Advanced | 81.69% | 60.51% | 60.51% | 50.75% | 50.75% | 50.75% | 50.75% | 50.75% | 50.75% | 50.75% | 50.75% | 50.75% | 50.75% | 50.75% | 50.75% | 50.75% | 50.75% | 50.75% | 50.75% | 50.75% | 50.75% | 50.75% | 50.75% | 50.75% | 50.75% | 50.75% | 50.75% | 50.75% | 50.75%
[8 empty] | Debt Fraction | Moderate | 81.69% | 60.51% | 60.51% | 50.75% | 50.75% | 50.75% | 50.75% | 50.75% | 50.75% | 50.75% | 50.75% | 50.75% | 50.75% | 50.75% | 50.75% | 50.75% | 50.75% | 50.75% | 50.75% | 50.75% | 50.75% | 50.75% | 50.75% | 50.75% | 50.75% | 50.75% | 50.75% | 50.75% | 50.75%
[8 empty] | Debt Fraction | Conservative | 81.69% | 60.51% | 60.51% | 50.75% | 50.75% | 50.75% | 50.75% | 50.75% | 50.75% | 50.75% | 50.75% | 50.75% | 50.75% | 50.75% | 50.75% | 50.75% | 50.75% | 50.75% | 50.75% | 50.75% | 50.75% | 50.75% | 50.75% | 50.75% | 50.75% | 50.75% | 50.75% | 50.75% | 50.75%
[8 empty] | Tax Rate (Federal and State) | * | 25.74% | 25.74% | 25.74% | 25.74% | 25.74% | 25.74% | 25.74% | 25.74% | 25.74% | 25.74% | 25.74% | 25.74% | 25.74% | 25.74% | 25.74% | 25.74% | 25.74% | 25.74% | 25.74% | 25.74% | 25.74% | 25.74% | 25.74% | 25.74% | 25.74% | 25.74% | 25.74% | 25.74% | 25.74%
[8 empty] | WACC Nominal | Advanced | 6.032% | 6.996% | 6.996% | 7.44% | 7.44% | 7.44% | 7.44% | 7.44% | 7.44% | 7.44% | 7.44% | 7.44% | 7.44% | 7.44% | 7.44% | 7.44% | 7.44% | 7.44% | 7.44% | 7.44% | 7.44% | 7.44% | 7.44% | 7.44% | 7.44% | 7.44% | 7.44% | 7.44% | 7.44%
[8 empty] | WACC Nominal | Moderate | 6.032% | 6.996% | 6.996% | 7.44% | 7.44% | 7.44% | 7.44% | 7.44% | 7.44% | 7.44% | 7.44% | 7.44% | 7.44% | 7.44% | 7.44% | 7.44% | 7.44% | 7.44% | 7.44% | 7.44% | 7.44% | 7.44% | 7.44% | 7.44% | 7.44% | 7.44% | 7.44% | 7.44% | 7.44%
[8 empty] | WACC Nominal | Conservative | 6.032% | 6.996% | 6.996% | 7.44% | 7.44% | 7.44% | 7.44% | 7.44% | 7.44% | 7.44% | 7.44% | 7.44% | 7.44% | 7.44% | 7.44% | 7.44% | 7.44% | 7.44% | 7.44% | 7.44% | 7.44% | 7.44% | 7.44% | 7.44% | 7.44% | 7.44% | 7.44% | 7.44% | 7.44%
[8 empty] | WACC Real | Advanced | 3.205% | 4.329% | 4.384% | 4.819% | 4.819% | 4.819% | 4.819% | 4.819% | 4.819% | 4.819% | 4.819% | 4.819% | 4.819% | 4.819% | 4.819% | 4.819% | 4.819% | 4.819% | 4.819% | 4.82% | 4.82% | 4.82% | 4.82% | 4.82% | 4.82% | 4.82% | 4.82% | 4.82% | 4.82%
[8 empty] | WACC Real | Moderate | 3.205% | 4.329% | 4.384% | 4.819% | 4.819% | 4.819% | 4.819% | 4.819% | 4.819% | 4.819% | 4.819% | 4.819% | 4.819% | 4.819% | 4.819% | 4.819% | 4.819% | 4.819% | 4.819% | 4.82% | 4.82% | 4.82% | 4.82% | 4.82% | 4.82% | 4.82% | 4.82% | 4.82% | 4.82%
[8 empty] | WACC Real | Conservative | 3.205% | 4.329% | 4.384% | 4.819% | 4.819% | 4.819% | 4.819% | 4.819% | 4.819% | 4.819% | 4.819% | 4.819% | 4.819% | 4.819% | 4.819% | 4.819% | 4.819% | 4.819% | 4.819% | 4.82% | 4.82% | 4.82% | 4.82% | 4.82% | 4.82% | 4.82% | 4.82% | 4.82% | 4.82%
[8 empty] | Capital Recovery Factor (CRF) Nominal | Advanced | 7.289% | 8.055% | 8.055% | 8.418% | 8.418% | 8.418% | 8.418% | 8.418% | 8.418% | 8.418% | 8.418% | 8.418% | 8.418% | 8.418% | 8.418% | 8.418% | 8.418% | 8.418% | 8.418% | 8.418% | 8.418% | 8.418% | 8.418% | 8.418% | 8.418% | 8.418% | 8.418% | 8.418% | 8.418%
[8 empty] | Capital Recovery Factor (CRF) Nominal | Moderate | 7.289% | 8.055% | 8.055% | 8.418% | 8.418% | 8.418% | 8.418% | 8.418% | 8.418% | 8.418% | 8.418% | 8.418% | 8.418% | 8.418% | 8.418% | 8.418% | 8.418% | 8.418% | 8.418% | 8.418% | 8.418% | 8.418% | 8.418% | 8.418% | 8.418% | 8.418% | 8.418% | 8.418% | 8.418%
[8 empty] | Capital Recovery Factor (CRF) Nominal | Conservative | 7.289% | 8.055% | 8.055% | 8.418% | 8.418% | 8.418% | 8.418% | 8.418% | 8.418% | 8.418% | 8.418% | 8.418% | 8.418% | 8.418% | 8.418% | 8.418% | 8.418% | 8.418% | 8.418% | 8.418% | 8.418% | 8.418% | 8.418% | 8.418% | 8.418% | 8.418% | 8.418% | 8.418% | 8.418%
[8 empty] | Capital Recovery Factor (CRF) Real | Advanced | 5.238% | 6.016% | 6.056% | 6.372% | 6.372% | 6.372% | 6.372% | 6.372% | 6.372% | 6.372% | 6.372% | 6.372% | 6.372% | 6.372% | 6.372% | 6.372% | 6.372% | 6.372% | 6.372% | 6.372% | 6.372% | 6.372% | 6.372% | 6.372% | 6.372% | 6.372% | 6.372% | 6.372% | 6.372%
[8 empty] | Capital Recovery Factor (CRF) Real | Moderate | 5.238% | 6.016% | 6.056% | 6.372% | 6.372% | 6.372% | 6.372% | 6.372% | 6.372% | 6.372% | 6.372% | 6.372% | 6.372% | 6.372% | 6.372% | 6.372% | 6.372% | 6.372% | 6.372% | 6.372% | 6.372% | 6.372% | 6.372% | 6.372% | 6.372% | 6.372% | 6.372% | 6.372% | 6.372%
[8 empty] | Capital Recovery Factor (CRF) Real | Conservative | 5.238% | 6.016% | 6.056% | 6.372% | 6.372% | 6.372% | 6.372% | 6.372% | 6.372% | 6.372% | 6.372% | 6.372% | 6.372% | 6.372% | 6.372% | 6.372% | 6.372% | 6.372% | 6.372% | 6.372% | 6.372% | 6.372% | 6.372% | 6.372% | 6.372% | 6.372% | 6.372% | 6.372% | 6.372%
|  |  | X | Future Projections
Base Year
[10 empty] | 2022 | 2023 | 2024 | 2025 | 2026 | 2027 | 2028 | 2029 | 2030 | 2031 | 2032 | 2033 | 2034 | 2035 | 2036 | 2037 | 2038 | 2039 | 2040 | 2041 | 2042 | 2043 | 2044 | 2045 | 2046 | 2047 | 2048 | 2049 | 2050
[5 empty] | Techno-Economic Cost and Performance Parameters |  | Net Capacity Factor (%) | Hydropower - NPD 1 | Advanced | 33% | 33% | 33% | 33% | 33% | 33% | 33% | 33% | 33% | 33% | 33% | 33% | 33% | 33% | 33% | 33% | 33% | 33% | 33% | 33% | 33% | 33% | 33% | 33% | 33% | 33% | 33% | 33% | 33%
[8 empty] | Hydropower - NPD 1 | Moderate | 33% | 33% | 33% | 33% | 33% | 33% | 33% | 33% | 33% | 33% | 33% | 33% | 33% | 33% | 33% | 33% | 33% | 33% | 33% | 33% | 33% | 33% | 33% | 33% | 33% | 33% | 33% | 33% | 33%
[8 empty] | Hydropower - NPD 1 | Conservative | 33% | 33% | 33% | 33% | 33% | 33% | 33% | 33% | 33% | 33% | 33% | 33% | 33% | 33% | 33% | 33% | 33% | 33% | 33% | 33% | 33% | 33% | 33% | 33% | 33% | 33% | 33% | 33% | 33%
[8 empty] | Hydropower - NPD 2 | Advanced | 41% | 41% | 41% | 41% | 41% | 41% | 41% | 41% | 38% | 38% | 38% | 38% | 38% | 38% | 38% | 38% | 38% | 38% | 38% | 38% | 38% | 38% | 38% | 38% | 38% | 38% | 38% | 38% | 38%
[8 empty] | Hydropower - NPD 2 | Moderate | 41% | 41% | 41% | 41% | 41% | 41% | 41% | 41% | 38% | 38% | 38% | 38% | 38% | 38% | 38% | 38% | 38% | 38% | 38% | 38% | 38% | 38% | 38% | 38% | 38% | 38% | 38% | 38% | 38%
[8 empty] | Hydropower - NPD 2 | Conservative | 41% | 41% | 41% | 41% | 41% | 41% | 41% | 41% | 41% | 41% | 41% | 41% | 41% | 41% | 41% | 41% | 41% | 41% | 41% | 41% | 41% | 41% | 41% | 41% | 41% | 41% | 41% | 41% | 41%
[8 empty] | Hydropower - NPD 3 | Advanced | 33% | 33% | 33% | 33% | 33% | 33% | 33% | 33% | 32% | 32% | 32% | 32% | 32% | 32% | 32% | 32% | 32% | 32% | 32% | 32% | 32% | 32% | 32% | 32% | 32% | 32% | 32% | 32% | 32%
[8 empty] | Hydropower - NPD 3 | Moderate | 33% | 33% | 33% | 33% | 33% | 33% | 33% | 33% | 32% | 32% | 32% | 32% | 32% | 32% | 32% | 32% | 32% | 32% | 32% | 32% | 32% | 32% | 32% | 32% | 32% | 32% | 32% | 32% | 32%
[8 empty] | Hydropower - NPD 3 | Conservative | 33% | 33% | 33% | 33% | 33% | 33% | 33% | 33% | 33% | 33% | 33% | 33% | 33% | 33% | 33% | 33% | 33% | 33% | 33% | 33% | 33% | 33% | 33% | 33% | 33% | 33% | 33% | 33% | 33%
[8 empty] | Hydropower - NPD 4 | Advanced | 38% | 38% | 38% | 38% | 38% | 38% | 38% | 38% | 38% | 38% | 38% | 38% | 38% | 38% | 38% | 38% | 38% | 38% | 38% | 38% | 38% | 38% | 38% | 38% | 38% | 38% | 38% | 38% | 38%
[8 empty] | Hydropower - NPD 4 | Moderate | 38% | 38% | 38% | 38% | 38% | 38% | 38% | 38% | 38% | 38% | 38% | 38% | 38% | 38% | 38% | 38% | 38% | 38% | 38% | 38% | 38% | 38% | 38% | 38% | 38% | 38% | 38% | 38% | 38%
[8 empty] | Hydropower - NPD 4 | Conservative | 38% | 38% | 38% | 38% | 38% | 38% | 38% | 38% | 38% | 38% | 38% | 38% | 38% | 38% | 38% | 38% | 38% | 38% | 38% | 38% | 38% | 38% | 38% | 38% | 38% | 38% | 38% | 38% | 38%
[8 empty] | Hydropower - NPD 5 | Advanced | 42% | 42% | 42% | 42% | 42% | 42% | 42% | 42% | 56% | 56% | 56% | 56% | 56% | 56% | 56% | 56% | 56% | 56% | 56% | 56% | 56% | 56% | 56% | 56% | 56% | 56% | 56% | 56% | 56%
[8 empty] | Hydropower - NPD 5 | Moderate | 42% | 42% | 42% | 42% | 42% | 42% | 42% | 42% | 56% | 56% | 56% | 56% | 56% | 56% | 56% | 56% | 56% | 56% | 56% | 56% | 56% | 56% | 56% | 56% | 56% | 56% | 56% | 56% | 56%
[8 empty] | Hydropower - NPD 5 | Conservative | 42% | 42% | 42% | 42% | 42% | 42% | 42% | 42% | 42% | 42% | 42% | 42% | 42% | 42% | 42% | 42% | 42% | 42% | 42% | 42% | 42% | 42% | 42% | 42% | 42% | 42% | 42% | 42% | 42%
[8 empty] | Hydropower - NPD 6 | Advanced | 44% | 44% | 44% | 44% | 44% | 44% | 44% | 44% | 59% | 59% | 59% | 59% | 59% | 59% | 59% | 59% | 59% | 59% | 59% | 59% | 59% | 59% | 59% | 59% | 59% | 59% | 59% | 59% | 59%
[8 empty] | Hydropower - NPD 6 | Moderate | 44% | 44% | 44% | 44% | 44% | 44% | 44% | 44% | 59% | 59% | 59% | 59% | 59% | 59% | 59% | 59% | 59% | 59% | 59% | 59% | 59% | 59% | 59% | 59% | 59% | 59% | 59% | 59% | 59%
[8 empty] | Hydropower - NPD 6 | Conservative | 44% | 44% | 44% | 44% | 44% | 44% | 44% | 44% | 44% | 44% | 44% | 44% | 44% | 44% | 44% | 44% | 44% | 44% | 44% | 44% | 44% | 44% | 44% | 44% | 44% | 44% | 44% | 44% | 44%
[8 empty] | Hydropower - NPD 7 | Advanced | 62% | 62% | 62% | 62% | 62% | 62% | 62% | 62% | 64% | 64% | 64% | 64% | 64% | 64% | 64% | 64% | 64% | 64% | 64% | 64% | 64% | 64% | 64% | 64% | 64% | 64% | 64% | 64% | 64%
[8 empty] | Hydropower - NPD 7 | Moderate | 62% | 62% | 62% | 62% | 62% | 62% | 62% | 62% | 64% | 64% | 64% | 64% | 64% | 64% | 64% | 64% | 64% | 64% | 64% | 64% | 64% | 64% | 64% | 64% | 64% | 64% | 64% | 64% | 64%
[8 empty] | Hydropower - NPD 7 | Conservative | 62% | 62% | 62% | 62% | 62% | 62% | 62% | 62% | 62% | 62% | 62% | 62% | 62% | 62% | 62% | 62% | 62% | 62% | 62% | 62% | 62% | 62% | 62% | 62% | 62% | 62% | 62% | 62% | 62%
[8 empty] | Hydropower - NPD 8 | Advanced | 40% | 40% | 40% | 40% | 40% | 40% | 40% | 40% | 49% | 49% | 49% | 49% | 49% | 49% | 49% | 49% | 49% | 49% | 49% | 49% | 49% | 49% | 49% | 49% | 49% | 49% | 49% | 49% | 49%
[8 empty] | Hydropower - NPD 8 | Moderate | 40% | 40% | 40% | 40% | 40% | 40% | 40% | 40% | 49% | 49% | 49% | 49% | 49% | 49% | 49% | 49% | 49% | 49% | 49% | 49% | 49% | 49% | 49% | 49% | 49% | 49% | 49% | 49% | 49%
[8 empty] | Hydropower - NPD 8 | Conservative | 40% | 40% | 40% | 40% | 40% | 40% | 40% | 40% | 40% | 40% | 40% | 40% | 40% | 40% | 40% | 40% | 40% | 40% | 40% | 40% | 40% | 40% | 40% | 40% | 40% | 40% | 40% | 40% | 40%
[8 empty] | Hydropower - NSD 1 | Advanced | 66% | 66% | 66% | 66% | 66% | 66% | 66% | 66% | 66% | 66% | 66% | 66% | 66% | 66% | 66% | 66% | 66% | 66% | 66% | 66% | 66% | 66% | 66% | 66% | 66% | 66% | 66% | 66% | 66%
[8 empty] | Hydropower - NSD 1 | Moderate | 66% | 66% | 66% | 66% | 66% | 66% | 66% | 66% | 66% | 66% | 66% | 66% | 66% | 66% | 66% | 66% | 66% | 66% | 66% | 66% | 66% | 66% | 66% | 66% | 66% | 66% | 66% | 66% | 66%
[8 empty] | Hydropower - NSD 1 | Conservative | 66% | 66% | 66% | 66% | 66% | 66% | 66% | 66% | 66% | 66% | 66% | 66% | 66% | 66% | 66% | 66% | 66% | 66% | 66% | 66% | 66% | 66% | 66% | 66% | 66% | 66% | 66% | 66% | 66%
[8 empty] | Hydropower - NSD 2 | Advanced | 66% | 66% | 66% | 66% | 66% | 66% | 66% | 66% | 66% | 66% | 66% | 66% | 66% | 66% | 66% | 66% | 66% | 66% | 66% | 66% | 66% | 66% | 66% | 66% | 66% | 66% | 66% | 66% | 66%
[8 empty] | Hydropower - NSD 2 | Moderate | 66% | 66% | 66% | 66% | 66% | 66% | 66% | 66% | 66% | 66% | 66% | 66% | 66% | 66% | 66% | 66% | 66% | 66% | 66% | 66% | 66% | 66% | 66% | 66% | 66% | 66% | 66% | 66% | 66%
[8 empty] | Hydropower - NSD 2 | Conservative | 66% | 66% | 66% | 66% | 66% | 66% | 66% | 66% | 66% | 66% | 66% | 66% | 66% | 66% | 66% | 66% | 66% | 66% | 66% | 66% | 66% | 66% | 66% | 66% | 66% | 66% | 66% | 66% | 66%
[8 empty] | Hydropower - NSD 3 | Advanced | 62% | 62% | 62% | 62% | 62% | 62% | 62% | 62% | 62% | 62% | 62% | 62% | 62% | 62% | 62% | 62% | 62% | 62% | 62% | 62% | 62% | 62% | 62% | 62% | 62% | 62% | 62% | 62% | 62%
[8 empty] | Hydropower - NSD 3 | Moderate | 62% | 62% | 62% | 62% | 62% | 62% | 62% | 62% | 62% | 62% | 62% | 62% | 62% | 62% | 62% | 62% | 62% | 62% | 62% | 62% | 62% | 62% | 62% | 62% | 62% | 62% | 62% | 62% | 62%
[8 empty] | Hydropower - NSD 3 | Conservative | 62% | 62% | 62% | 62% | 62% | 62% | 62% | 62% | 62% | 62% | 62% | 62% | 62% | 62% | 62% | 62% | 62% | 62% | 62% | 62% | 62% | 62% | 62% | 62% | 62% | 62% | 62% | 62% | 62%
[8 empty] | Hydropower - NSD 4 | Advanced | 66% | 66% | 66% | 66% | 66% | 66% | 66% | 66% | 66% | 66% | 66% | 66% | 66% | 66% | 66% | 66% | 66% | 66% | 66% | 66% | 66% | 66% | 66% | 66% | 66% | 66% | 66% | 66% | 66%
[8 empty] | Hydropower - NSD 4 | Moderate | 66% | 66% | 66% | 66% | 66% | 66% | 66% | 66% | 66% | 66% | 66% | 66% | 66% | 66% | 66% | 66% | 66% | 66% | 66% | 66% | 66% | 66% | 66% | 66% | 66% | 66% | 66% | 66% | 66%
[8 empty] | Hydropower - NSD 4 | Conservative | 66% | 66% | 66% | 66% | 66% | 66% | 66% | 66% | 66% | 66% | 66% | 66% | 66% | 66% | 66% | 66% | 66% | 66% | 66% | 66% | 66% | 66% | 66% | 66% | 66% | 66% | 66% | 66% | 66%
[10 empty] | 2022 | 2023 | 2024 | 2025 | 2026 | 2027 | 2028 | 2029 | 2030 | 2031 | 2032 | 2033 | 2034 | 2035 | 2036 | 2037 | 2038 | 2039 | 2040 | 2041 | 2042 | 2043 | 2044 | 2045 | 2046 | 2047 | 2048 | 2049 | 2050
[7 empty] | Annual Energy Production (kWh/kW) | Hydropower - NPD 1 | Advanced | 2890.8 | 2890.8 | 2890.8 | 2890.8 | 2890.8 | 2890.8 | 2890.8 | 2890.8 | 2890.8 | 2890.8 | 2890.8 | 2890.8 | 2890.8 | 2890.8 | 2890.8 | 2890.8 | 2890.8 | 2890.8 | 2890.8 | 2890.8 | 2890.8 | 2890.8 | 2890.8 | 2890.8 | 2890.8 | 2890.8 | 2890.8 | 2890.8 | 2890.8
[8 empty] | Hydropower - NPD 1 | Moderate | 2890.8 | 2890.8 | 2890.8 | 2890.8 | 2890.8 | 2890.8 | 2890.8 | 2890.8 | 2890.8 | 2890.8 | 2890.8 | 2890.8 | 2890.8 | 2890.8 | 2890.8 | 2890.8 | 2890.8 | 2890.8 | 2890.8 | 2890.8 | 2890.8 | 2890.8 | 2890.8 | 2890.8 | 2890.8 | 2890.8 | 2890.8 | 2890.8 | 2890.8
[8 empty] | Hydropower - NPD 1 | Conservative | 2890.8 | 2890.8 | 2890.8 | 2890.8 | 2890.8 | 2890.8 | 2890.8 | 2890.8 | 2890.8 | 2890.8 | 2890.8 | 2890.8 | 2890.8 | 2890.8 | 2890.8 | 2890.8 | 2890.8 | 2890.8 | 2890.8 | 2890.8 | 2890.8 | 2890.8 | 2890.8 | 2890.8 | 2890.8 | 2890.8 | 2890.8 | 2890.8 | 2890.8
[8 empty] | Hydropower - NPD 2 | Advanced | 3591.6 | 3591.6 | 3591.6 | 3591.6 | 3591.6 | 3591.6 | 3591.6 | 3591.6 | 3328.8 | 3328.8 | 3328.8 | 3328.8 | 3328.8 | 3328.8 | 3328.8 | 3328.8 | 3328.8 | 3328.8 | 3328.8 | 3328.8 | 3328.8 | 3328.8 | 3328.8 | 3328.8 | 3328.8 | 3328.8 | 3328.8 | 3328.8 | 3328.8
[8 empty] | Hydropower - NPD 2 | Moderate | 3591.6 | 3591.6 | 3591.6 | 3591.6 | 3591.6 | 3591.6 | 3591.6 | 3591.6 | 3328.8 | 3328.8 | 3328.8 | 3328.8 | 3328.8 | 3328.8 | 3328.8 | 3328.8 | 3328.8 | 3328.8 | 3328.8 | 3328.8 | 3328.8 | 3328.8 | 3328.8 | 3328.8 | 3328.8 | 3328.8 | 3328.8 | 3328.8 | 3328.8
[8 empty] | Hydropower - NPD 2 | Conservative | 3591.6 | 3591.6 | 3591.6 | 3591.6 | 3591.6 | 3591.6 | 3591.6 | 3591.6 | 3591.6 | 3591.6 | 3591.6 | 3591.6 | 3591.6 | 3591.6 | 3591.6 | 3591.6 | 3591.6 | 3591.6 | 3591.6 | 3591.6 | 3591.6 | 3591.6 | 3591.6 | 3591.6 | 3591.6 | 3591.6 | 3591.6 | 3591.6 | 3591.6
[8 empty] | Hydropower - NPD 3 | Advanced | 2890.8 | 2890.8 | 2890.8 | 2890.8 | 2890.8 | 2890.8 | 2890.8 | 2890.8 | 2803.2 | 2803.2 | 2803.2 | 2803.2 | 2803.2 | 2803.2 | 2803.2 | 2803.2 | 2803.2 | 2803.2 | 2803.2 | 2803.2 | 2803.2 | 2803.2 | 2803.2 | 2803.2 | 2803.2 | 2803.2 | 2803.2 | 2803.2 | 2803.2
[8 empty] | Hydropower - NPD 3 | Moderate | 2890.8 | 2890.8 | 2890.8 | 2890.8 | 2890.8 | 2890.8 | 2890.8 | 2890.8 | 2803.2 | 2803.2 | 2803.2 | 2803.2 | 2803.2 | 2803.2 | 2803.2 | 2803.2 | 2803.2 | 2803.2 | 2803.2 | 2803.2 | 2803.2 | 2803.2 | 2803.2 | 2803.2 | 2803.2 | 2803.2 | 2803.2 | 2803.2 | 2803.2
[8 empty] | Hydropower - NPD 3 | Conservative | 2890.8 | 2890.8 | 2890.8 | 2890.8 | 2890.8 | 2890.8 | 2890.8 | 2890.8 | 2890.8 | 2890.8 | 2890.8 | 2890.8 | 2890.8 | 2890.8 | 2890.8 | 2890.8 | 2890.8 | 2890.8 | 2890.8 | 2890.8 | 2890.8 | 2890.8 | 2890.8 | 2890.8 | 2890.8 | 2890.8 | 2890.8 | 2890.8 | 2890.8
[8 empty] | Hydropower - NPD 4 | Advanced | 3328.8 | 3328.8 | 3328.8 | 3328.8 | 3328.8 | 3328.8 | 3328.8 | 3328.8 | 3328.8 | 3328.8 | 3328.8 | 3328.8 | 3328.8 | 3328.8 | 3328.8 | 3328.8 | 3328.8 | 3328.8 | 3328.8 | 3328.8 | 3328.8 | 3328.8 | 3328.8 | 3328.8 | 3328.8 | 3328.8 | 3328.8 | 3328.8 | 3328.8
[8 empty] | Hydropower - NPD 4 | Moderate | 3328.8 | 3328.8 | 3328.8 | 3328.8 | 3328.8 | 3328.8 | 3328.8 | 3328.8 | 3328.8 | 3328.8 | 3328.8 | 3328.8 | 3328.8 | 3328.8 | 3328.8 | 3328.8 | 3328.8 | 3328.8 | 3328.8 | 3328.8 | 3328.8 | 3328.8 | 3328.8 | 3328.8 | 3328.8 | 3328.8 | 3328.8 | 3328.8 | 3328.8
[8 empty] | Hydropower - NPD 4 | Conservative | 3328.8 | 3328.8 | 3328.8 | 3328.8 | 3328.8 | 3328.8 | 3328.8 | 3328.8 | 3328.8 | 3328.8 | 3328.8 | 3328.8 | 3328.8 | 3328.8 | 3328.8 | 3328.8 | 3328.8 | 3328.8 | 3328.8 | 3328.8 | 3328.8 | 3328.8 | 3328.8 | 3328.8 | 3328.8 | 3328.8 | 3328.8 | 3328.8 | 3328.8
[8 empty] | Hydropower - NPD 5 | Advanced | 3679.2 | 3679.2 | 3679.2 | 3679.2 | 3679.2 | 3679.2 | 3679.2 | 3679.2 | 4905.6 | 4905.6 | 4905.6 | 4905.6 | 4905.6 | 4905.6 | 4905.6 | 4905.6 | 4905.6 | 4905.6 | 4905.6 | 4905.6 | 4905.6 | 4905.6 | 4905.6 | 4905.6 | 4905.6 | 4905.6 | 4905.6 | 4905.6 | 4905.6
[8 empty] | Hydropower - NPD 5 | Moderate | 3679.2 | 3679.2 | 3679.2 | 3679.2 | 3679.2 | 3679.2 | 3679.2 | 3679.2 | 4905.6 | 4905.6 | 4905.6 | 4905.6 | 4905.6 | 4905.6 | 4905.6 | 4905.6 | 4905.6 | 4905.6 | 4905.6 | 4905.6 | 4905.6 | 4905.6 | 4905.6 | 4905.6 | 4905.6 | 4905.6 | 4905.6 | 4905.6 | 4905.6
[8 empty] | Hydropower - NPD 5 | Conservative | 3679.2 | 3679.2 | 3679.2 | 3679.2 | 3679.2 | 3679.2 | 3679.2 | 3679.2 | 3679.2 | 3679.2 | 3679.2 | 3679.2 | 3679.2 | 3679.2 | 3679.2 | 3679.2 | 3679.2 | 3679.2 | 3679.2 | 3679.2 | 3679.2 | 3679.2 | 3679.2 | 3679.2 | 3679.2 | 3679.2 | 3679.2 | 3679.2 | 3679.2
[8 empty] | Hydropower - NPD 6 | Advanced | 3854.4 | 3854.4 | 3854.4 | 3854.4 | 3854.4 | 3854.4 | 3854.4 | 3854.4 | 5168.4 | 5168.4 | 5168.4 | 5168.4 | 5168.4 | 5168.4 | 5168.4 | 5168.4 | 5168.4 | 5168.4 | 5168.4 | 5168.4 | 5168.4 | 5168.4 | 5168.4 | 5168.4 | 5168.4 | 5168.4 | 5168.4 | 5168.4 | 5168.4
[8 empty] | Hydropower - NPD 6 | Moderate | 3854.4 | 3854.4 | 3854.4 | 3854.4 | 3854.4 | 3854.4 | 3854.4 | 3854.4 | 5168.4 | 5168.4 | 5168.4 | 5168.4 | 5168.4 | 5168.4 | 5168.4 | 5168.4 | 5168.4 | 5168.4 | 5168.4 | 5168.4 | 5168.4 | 5168.4 | 5168.4 | 5168.4 | 5168.4 | 5168.4 | 5168.4 | 5168.4 | 5168.4
[8 empty] | Hydropower - NPD 6 | Conservative | 3854.4 | 3854.4 | 3854.4 | 3854.4 | 3854.4 | 3854.4 | 3854.4 | 3854.4 | 3854.4 | 3854.4 | 3854.4 | 3854.4 | 3854.4 | 3854.4 | 3854.4 | 3854.4 | 3854.4 | 3854.4 | 3854.4 | 3854.4 | 3854.4 | 3854.4 | 3854.4 | 3854.4 | 3854.4 | 3854.4 | 3854.4 | 3854.4 | 3854.4
[8 empty] | Hydropower - NPD 7 | Advanced | 5431.2 | 5431.2 | 5431.2 | 5431.2 | 5431.2 | 5431.2 | 5431.2 | 5431.2 | 5606.4 | 5606.4 | 5606.4 | 5606.4 | 5606.4 | 5606.4 | 5606.4 | 5606.4 | 5606.4 | 5606.4 | 5606.4 | 5606.4 | 5606.4 | 5606.4 | 5606.4 | 5606.4 | 5606.4 | 5606.4 | 5606.4 | 5606.4 | 5606.4
[8 empty] | Hydropower - NPD 7 | Moderate | 5431.2 | 5431.2 | 5431.2 | 5431.2 | 5431.2 | 5431.2 | 5431.2 | 5431.2 | 5606.4 | 5606.4 | 5606.4 | 5606.4 | 5606.4 | 5606.4 | 5606.4 | 5606.4 | 5606.4 | 5606.4 | 5606.4 | 5606.4 | 5606.4 | 5606.4 | 5606.4 | 5606.4 | 5606.4 | 5606.4 | 5606.4 | 5606.4 | 5606.4
[8 empty] | Hydropower - NPD 7 | Conservative | 5431.2 | 5431.2 | 5431.2 | 5431.2 | 5431.2 | 5431.2 | 5431.2 | 5431.2 | 5431.2 | 5431.2 | 5431.2 | 5431.2 | 5431.2 | 5431.2 | 5431.2 | 5431.2 | 5431.2 | 5431.2 | 5431.2 | 5431.2 | 5431.2 | 5431.2 | 5431.2 | 5431.2 | 5431.2 | 5431.2 | 5431.2 | 5431.2 | 5431.2
[8 empty] | Hydropower - NPD 8 | Advanced | 3504 | 3504 | 3504 | 3504 | 3504 | 3504 | 3504 | 3504 | 4292.4 | 4292.4 | 4292.4 | 4292.4 | 4292.4 | 4292.4 | 4292.4 | 4292.4 | 4292.4 | 4292.4 | 4292.4 | 4292.4 | 4292.4 | 4292.4 | 4292.4 | 4292.4 | 4292.4 | 4292.4 | 4292.4 | 4292.4 | 4292.4
[8 empty] | Hydropower - NPD 8 | Moderate | 3504 | 3504 | 3504 | 3504 | 3504 | 3504 | 3504 | 3504 | 4292.4 | 4292.4 | 4292.4 | 4292.4 | 4292.4 | 4292.4 | 4292.4 | 4292.4 | 4292.4 | 4292.4 | 4292.4 | 4292.4 | 4292.4 | 4292.4 | 4292.4 | 4292.4 | 4292.4 | 4292.4 | 4292.4 | 4292.4 | 4292.4
[8 empty] | Hydropower - NPD 8 | Conservative | 3504 | 3504 | 3504 | 3504 | 3504 | 3504 | 3504 | 3504 | 3504 | 3504 | 3504 | 3504 | 3504 | 3504 | 3504 | 3504 | 3504 | 3504 | 3504 | 3504 | 3504 | 3504 | 3504 | 3504 | 3504 | 3504 | 3504 | 3504 | 3504
[8 empty] | Hydropower - NSD 1 | Advanced | 5781.6 | 5781.6 | 5781.6 | 5781.6 | 5781.6 | 5781.6 | 5781.6 | 5781.6 | 5781.6 | 5781.6 | 5781.6 | 5781.6 | 5781.6 | 5781.6 | 5781.6 | 5781.6 | 5781.6 | 5781.6 | 5781.6 | 5781.6 | 5781.6 | 5781.6 | 5781.6 | 5781.6 | 5781.6 | 5781.6 | 5781.6 | 5781.6 | 5781.6
[8 empty] | Hydropower - NSD 1 | Moderate | 5781.6 | 5781.6 | 5781.6 | 5781.6 | 5781.6 | 5781.6 | 5781.6 | 5781.6 | 5781.6 | 5781.6 | 5781.6 | 5781.6 | 5781.6 | 5781.6 | 5781.6 | 5781.6 | 5781.6 | 5781.6 | 5781.6 | 5781.6 | 5781.6 | 5781.6 | 5781.6 | 5781.6 | 5781.6 | 5781.6 | 5781.6 | 5781.6 | 5781.6
[8 empty] | Hydropower - NSD 1 | Conservative | 5781.6 | 5781.6 | 5781.6 | 5781.6 | 5781.6 | 5781.6 | 5781.6 | 5781.6 | 5781.6 | 5781.6 | 5781.6 | 5781.6 | 5781.6 | 5781.6 | 5781.6 | 5781.6 | 5781.6 | 5781.6 | 5781.6 | 5781.6 | 5781.6 | 5781.6 | 5781.6 | 5781.6 | 5781.6 | 5781.6 | 5781.6 | 5781.6 | 5781.6
[8 empty] | Hydropower - NSD 2 | Advanced | 5781.6 | 5781.6 | 5781.6 | 5781.6 | 5781.6 | 5781.6 | 5781.6 | 5781.6 | 5781.6 | 5781.6 | 5781.6 | 5781.6 | 5781.6 | 5781.6 | 5781.6 | 5781.6 | 5781.6 | 5781.6 | 5781.6 | 5781.6 | 5781.6 | 5781.6 | 5781.6 | 5781.6 | 5781.6 | 5781.6 | 5781.6 | 5781.6 | 5781.6
[8 empty] | Hydropower - NSD 2 | Moderate | 5781.6 | 5781.6 | 5781.6 | 5781.6 | 5781.6 | 5781.6 | 5781.6 | 5781.6 | 5781.6 | 5781.6 | 5781.6 | 5781.6 | 5781.6 | 5781.6 | 5781.6 | 5781.6 | 5781.6 | 5781.6 | 5781.6 | 5781.6 | 5781.6 | 5781.6 | 5781.6 | 5781.6 | 5781.6 | 5781.6 | 5781.6 | 5781.6 | 5781.6
[8 empty] | Hydropower - NSD 2 | Conservative | 5781.6 | 5781.6 | 5781.6 | 5781.6 | 5781.6 | 5781.6 | 5781.6 | 5781.6 | 5781.6 | 5781.6 | 5781.6 | 5781.6 | 5781.6 | 5781.6 | 5781.6 | 5781.6 | 5781.6 | 5781.6 | 5781.6 | 5781.6 | 5781.6 | 5781.6 | 5781.6 | 5781.6 | 5781.6 | 5781.6 | 5781.6 | 5781.6 | 5781.6
[8 empty] | Hydropower - NSD 3 | Advanced | 5431.2 | 5431.2 | 5431.2 | 5431.2 | 5431.2 | 5431.2 | 5431.2 | 5431.2 | 5431.2 | 5431.2 | 5431.2 | 5431.2 | 5431.2 | 5431.2 | 5431.2 | 5431.2 | 5431.2 | 5431.2 | 5431.2 | 5431.2 | 5431.2 | 5431.2 | 5431.2 | 5431.2 | 5431.2 | 5431.2 | 5431.2 | 5431.2 | 5431.2
[8 empty] | Hydropower - NSD 3 | Moderate | 5431.2 | 5431.2 | 5431.2 | 5431.2 | 5431.2 | 5431.2 | 5431.2 | 5431.2 | 5431.2 | 5431.2 | 5431.2 | 5431.2 | 5431.2 | 5431.2 | 5431.2 | 5431.2 | 5431.2 | 5431.2 | 5431.2 | 5431.2 | 5431.2 | 5431.2 | 5431.2 | 5431.2 | 5431.2 | 5431.2 | 5431.2 | 5431.2 | 5431.2
[8 empty] | Hydropower - NSD 3 | Conservative | 5431.2 | 5431.2 | 5431.2 | 5431.2 | 5431.2 | 5431.2 | 5431.2 | 5431.2 | 5431.2 | 5431.2 | 5431.2 | 5431.2 | 5431.2 | 5431.2 | 5431.2 | 5431.2 | 5431.2 | 5431.2 | 5431.2 | 5431.2 | 5431.2 | 5431.2 | 5431.2 | 5431.2 | 5431.2 | 5431.2 | 5431.2 | 5431.2 | 5431.2
[8 empty] | Hydropower - NSD 4 | Advanced | 5781.6 | 5781.6 | 5781.6 | 5781.6 | 5781.6 | 5781.6 | 5781.6 | 5781.6 | 5781.6 | 5781.6 | 5781.6 | 5781.6 | 5781.6 | 5781.6 | 5781.6 | 5781.6 | 5781.6 | 5781.6 | 5781.6 | 5781.6 | 5781.6 | 5781.6 | 5781.6 | 5781.6 | 5781.6 | 5781.6 | 5781.6 | 5781.6 | 5781.6
[8 empty] | Hydropower - NSD 4 | Moderate | 5781.6 | 5781.6 | 5781.6 | 5781.6 | 5781.6 | 5781.6 | 5781.6 | 5781.6 | 5781.6 | 5781.6 | 5781.6 | 5781.6 | 5781.6 | 5781.6 | 5781.6 | 5781.6 | 5781.6 | 5781.6 | 5781.6 | 5781.6 | 5781.6 | 5781.6 | 5781.6 | 5781.6 | 5781.6 | 5781.6 | 5781.6 | 5781.6 | 5781.6
[8 empty] | Hydropower - NSD 4 | Conservative | 5781.6 | 5781.6 | 5781.6 | 5781.6 | 5781.6 | 5781.6 | 5781.6 | 5781.6 | 5781.6 | 5781.6 | 5781.6 | 5781.6 | 5781.6 | 5781.6 | 5781.6 | 5781.6 | 5781.6 | 5781.6 | 5781.6 | 5781.6 | 5781.6 | 5781.6 | 5781.6 | 5781.6 | 5781.6 | 5781.6 | 5781.6 | 5781.6 | 5781.6
[10 empty] | 2022 | 2023 | 2024 | 2025 | 2026 | 2027 | 2028 | 2029 | 2030 | 2031 | 2032 | 2033 | 2034 | 2035 | 2036 | 2037 | 2038 | 2039 | 2040 | 2041 | 2042 | 2043 | 2044 | 2045 | 2046 | 2047 | 2048 | 2049 | 2050
[7 empty] | CAPEX ($/kW) | Hydropower - NPD 1 | Advanced | 3241.3364 | 3241.3364 | 3241.3364 | 3241.3364 | 3209.4021 | 3176.4033 | 3144.4689 | 3111.4701 | 3079.5357 | 3051.8593 | 3024.1829 | 2995.442 | 2967.7655 | 2940.0891 | 2912.4126 | 2884.7362 | 2855.9953 | 2828.3189 | 2800.6424 | 2800.6424 | 2800.6424 | 2800.6424 | 2800.6424 | 2800.6424 | 2800.6424 | 2800.6424 | 2800.6424 | 2800.6424 | 2800.6424
[8 empty] | Hydropower - NPD 1 | Moderate | 3241.3364 | 3241.3364 | 3241.3364 | 3241.3364 | 3241.3364 | 3241.3364 | 3241.3364 | 3241.3364 | 3241.3364 | 3241.3364 | 3241.3364 | 3241.3364 | 3241.3364 | 3241.3364 | 3241.3364 | 3241.3364 | 3241.3364 | 3241.3364 | 3241.3364 | 3241.3364 | 3241.3364 | 3241.3364 | 3241.3364 | 3241.3364 | 3241.3364 | 3241.3364 | 3241.3364 | 3241.3364 | 3241.3364
[8 empty] | Hydropower - NPD 1 | Conservative | 3241.3364 | 3241.3364 | 3241.3364 | 3241.3364 | 3241.3364 | 3241.3364 | 3241.3364 | 3241.3364 | 3241.3364 | 3241.3364 | 3241.3364 | 3241.3364 | 3241.3364 | 3241.3364 | 3241.3364 | 3241.3364 | 3241.3364 | 3241.3364 | 3111.4701 | 3111.4701 | 3111.4701 | 3111.4701 | 3111.4701 | 3111.4701 | 3111.4701 | 3111.4701 | 3111.4701 | 3111.4701 | 3111.4701
[8 empty] | Hydropower - NPD 2 | Advanced | 6357.0644 | 6357.0644 | 6357.0644 | 6357.0644 | 5734.3446 | 5111.6248 | 4488.905 | 3866.1852 | 3193.4349 | 3160.4361 | 3132.7597 | 3105.0832 | 3076.3423 | 3048.6659 | 3020.9894 | 2993.313 | 2965.6366 | 2936.8956 | 2909.2192 | 2899.6389 | 2899.6389 | 2899.6389 | 2899.6389 | 2899.6389 | 2899.6389 | 2899.6389 | 2899.6389 | 2899.6389 | 2899.6389
[8 empty] | Hydropower - NPD 2 | Moderate | 6357.0644 | 6357.0644 | 6357.0644 | 6357.0644 | 6062.204 | 5767.3435 | 5472.483 | 5177.6225 | 9150.2555 | 8591.4044 | 8032.5533 | 7474.7667 | 6915.9156 | 6357.0644 | 6357.0644 | 6357.0644 | 6357.0644 | 6357.0644 | 6357.0644 | 6357.0644 | 6357.0644 | 6357.0644 | 6357.0644 | 6357.0644 | 6357.0644 | 6357.0644 | 6357.0644 | 6357.0644 | 6357.0644
[8 empty] | Hydropower - NPD 2 | Conservative | 6357.0644 | 6357.0644 | 6357.0644 | 6357.0644 | 6357.0644 | 6357.0644 | 6357.0644 | 6357.0644 | 3356.3001 | 3356.3001 | 3356.3001 | 3356.3001 | 3356.3001 | 3356.3001 | 3356.3001 | 3356.3001 | 3356.3001 | 3356.3001 | 3226.4337 | 3222.1758 | 3222.1758 | 3222.1758 | 3222.1758 | 3222.1758 | 3222.1758 | 3222.1758 | 3222.1758 | 3222.1758 | 3222.1758
[8 empty] | Hydropower - NPD 3 | Advanced | 6487.9953 | 6487.9953 | 6487.9953 | 6487.9953 | 5900.4033 | 5313.8757 | 4726.2837 | 4138.6917 | 3519.1653 | 3482.973 | 3452.1031 | 3421.2333 | 3390.3634 | 3358.4291 | 3327.5592 | 3296.6893 | 3265.8194 | 3234.9496 | 3203.0152 | 3195.5639 | 3195.5639 | 3195.5639 | 3195.5639 | 3195.5639 | 3195.5639 | 3195.5639 | 3195.5639 | 3195.5639 | 3195.5639
[8 empty] | Hydropower - NPD 3 | Moderate | 6487.9953 | 6487.9953 | 6487.9953 | 6487.9953 | 6212.2954 | 5937.66 | 5661.9601 | 5386.2602 | 8903.2966 | 8420.0234 | 7936.7503 | 7454.5416 | 6971.2684 | 6487.9953 | 6487.9953 | 6487.9953 | 6487.9953 | 6487.9953 | 6487.9953 | 6487.9953 | 6487.9953 | 6487.9953 | 6487.9953 | 6487.9953 | 6487.9953 | 6487.9953 | 6487.9953 | 6487.9953 | 6487.9953
[8 empty] | Hydropower - NPD 3 | Conservative | 6487.9953 | 6487.9953 | 6487.9953 | 6487.9953 | 6487.9953 | 6487.9953 | 6487.9953 | 6487.9953 | 3699.0621 | 3699.0621 | 3699.0621 | 3699.0621 | 3699.0621 | 3699.0621 | 3699.0621 | 3699.0621 | 3699.0621 | 3699.0621 | 3555.3575 | 3551.0996 | 3551.0996 | 3551.0996 | 3551.0996 | 3551.0996 | 3551.0996 | 3551.0996 | 3551.0996 | 3551.0996 | 3551.0996
[8 empty] | Hydropower - NPD 4 | Advanced | 14239.5263 | 14239.5263 | 14239.5263 | 14239.5263 | 13094.1477 | 11949.8335 | 10804.4548 | 9660.1406 | 8465.796 | 8383.8311 | 8308.2532 | 8232.6752 | 8157.0973 | 8081.5193 | 8005.9413 | 7931.4279 | 7855.8499 | 7780.2719 | 7704.694 | 7692.9847 | 7692.9847 | 7692.9847 | 7692.9847 | 7692.9847 | 7692.9847 | 7692.9847 | 7692.9847 | 7692.9847 | 7692.9847
[8 empty] | Hydropower - NPD 4 | Moderate | 14239.5263 | 14239.5263 | 14239.5263 | 14239.5263 | 13710.4806 | 13182.4994 | 12654.5181 | 12125.4724 | 18463.3762 | 17618.1805 | 16772.9847 | 15928.8534 | 15083.6576 | 14239.5263 | 14239.5263 | 14239.5263 | 14239.5263 | 14239.5263 | 14239.5263 | 14239.5263 | 14239.5263 | 14239.5263 | 14239.5263 | 14239.5263 | 14239.5263 | 14239.5263 | 14239.5263 | 14239.5263 | 14239.5263
[8 empty] | Hydropower - NPD 4 | Conservative | 14239.5263 | 14239.5263 | 14239.5263 | 14239.5263 | 14239.5263 | 14239.5263 | 14239.5263 | 14239.5263 | 8904.361 | 8904.361 | 8904.361 | 8904.361 | 8904.361 | 8904.361 | 8904.361 | 8904.361 | 8904.361 | 8904.361 | 8554.1477 | 8548.8253 | 8548.8253 | 8548.8253 | 8548.8253 | 8548.8253 | 8548.8253 | 8548.8253 | 8548.8253 | 8548.8253 | 8548.8253
[8 empty] | Hydropower - NPD 5 | Advanced | 5220.2016 | 5220.2016 | 5220.2016 | 5220.2016 | 5308.5533 | 5397.9695 | 5486.3212 | 5575.7374 | 5667.2825 | 5620.4455 | 5569.3505 | 5518.2555 | 5468.2251 | 5417.1301 | 5367.0996 | 5316.0047 | 5265.9742 | 5214.8792 | 5163.7843 | 5157.3974 | 5157.3974 | 5157.3974 | 5157.3974 | 5157.3974 | 5157.3974 | 5157.3974 | 5157.3974 | 5157.3974 | 5157.3974
[8 empty] | Hydropower - NPD 5 | Moderate | 5220.2016 | 5220.2016 | 5220.2016 | 5220.2016 | 5293.6506 | 5368.1641 | 5441.6131 | 5515.0621 | 4897.6647 | 4961.5334 | 5026.4666 | 5091.3997 | 5155.2684 | 5220.2016 | 5220.2016 | 5220.2016 | 5220.2016 | 5220.2016 | 5220.2016 | 5220.2016 | 5220.2016 | 5220.2016 | 5220.2016 | 5220.2016 | 5220.2016 | 5220.2016 | 5220.2016 | 5220.2016 | 5220.2016
[8 empty] | Hydropower - NPD 5 | Conservative | 5220.2016 | 5220.2016 | 5220.2016 | 5220.2016 | 5220.2016 | 5220.2016 | 5220.2016 | 5220.2016 | 5962.143 | 5969.5943 | 5969.5943 | 5969.5943 | 5969.5943 | 5969.5943 | 5969.5943 | 5969.5943 | 5969.5943 | 5969.5943 | 5733.2802 | 5730.0867 | 5730.0867 | 5730.0867 | 5730.0867 | 5730.0867 | 5730.0867 | 5730.0867 | 5730.0867 | 5730.0867 | 5730.0867
[8 empty] | Hydropower - NPD 6 | Advanced | 7859.0433 | 7859.0433 | 7859.0433 | 7859.0433 | 7994.2321 | 8128.3564 | 8262.4806 | 8396.6049 | 8533.9226 | 8460.4736 | 8383.8311 | 8308.2532 | 8231.6107 | 8154.9683 | 8078.3259 | 8001.6834 | 7925.041 | 7848.3986 | 7771.7561 | 7765.3692 | 7765.3692 | 7765.3692 | 7765.3692 | 7765.3692 | 7765.3692 | 7765.3692 | 7765.3692 | 7765.3692 | 7765.3692
[8 empty] | Hydropower - NPD 6 | Moderate | 7859.0433 | 7859.0433 | 7859.0433 | 7859.0433 | 7970.8136 | 8082.5838 | 8194.354 | 8306.1242 | 7371.5123 | 7468.3798 | 7566.3118 | 7664.2438 | 7762.1758 | 7859.0433 | 7859.0433 | 7859.0433 | 7859.0433 | 7859.0433 | 7859.0433 | 7859.0433 | 7859.0433 | 7859.0433 | 7859.0433 | 7859.0433 | 7859.0433 | 7859.0433 | 7859.0433 | 7859.0433 | 7859.0433
[8 empty] | Hydropower - NPD 6 | Conservative | 7859.0433 | 7859.0433 | 7859.0433 | 7859.0433 | 7859.0433 | 7859.0433 | 7859.0433 | 7859.0433 | 8979.939 | 8987.3903 | 8987.3903 | 8987.3903 | 8987.3903 | 8987.3903 | 8987.3903 | 8987.3903 | 8987.3903 | 8987.3903 | 8630.7901 | 8627.5967 | 8627.5967 | 8627.5967 | 8627.5967 | 8627.5967 | 8627.5967 | 8627.5967 | 8627.5967 | 8627.5967 | 8627.5967
[8 empty] | Hydropower - NPD 7 | Advanced | 15796.8581 | 15796.8581 | 15796.8581 | 15796.8581 | 15268.8768 | 14741.9601 | 14213.9788 | 13685.9976 | 13158.0163 | 13023.8921 | 12904.6705 | 12786.5134 | 12668.3563 | 12550.1992 | 12432.0421 | 12313.8851 | 12195.728 | 12077.5709 | 11959.4138 | 11951.9624 | 11951.9624 | 11951.9624 | 11951.9624 | 11951.9624 | 11951.9624 | 11951.9624 | 11951.9624 | 11951.9624 | 11951.9624
[8 empty] | Hydropower - NPD 7 | Moderate | 15796.8581 | 15796.8581 | 15796.8581 | 15796.8581 | 15602.0585 | 15407.259 | 15211.395 | 15016.5955 | 16911.3669 | 16688.8909 | 16465.3504 | 16242.8745 | 16020.3985 | 15796.8581 | 15796.8581 | 15796.8581 | 15796.8581 | 15796.8581 | 15796.8581 | 15796.8581 | 15796.8581 | 15796.8581 | 15796.8581 | 15796.8581 | 15796.8581 | 15796.8581 | 15796.8581 | 15796.8581 | 15796.8581
[8 empty] | Hydropower - NPD 7 | Conservative | 15796.8581 | 15796.8581 | 15796.8581 | 15796.8581 | 15796.8581 | 15796.8581 | 15796.8581 | 15796.8581 | 13845.6693 | 13833.9601 | 13833.9601 | 13833.9601 | 13833.9601 | 13833.9601 | 13833.9601 | 13833.9601 | 13833.9601 | 13833.9601 | 13283.6248 | 13280.4314 | 13280.4314 | 13280.4314 | 13280.4314 | 13280.4314 | 13280.4314 | 13280.4314 | 13280.4314 | 13280.4314 | 13280.4314
[8 empty] | Hydropower - NPD 8 | Advanced | 21498.2039 | 21498.2039 | 21498.2039 | 21498.2039 | 21187.3762 | 20877.613 | 20567.8498 | 20258.0867 | 19945.13 | 19757.7819 | 19578.9495 | 19399.0527 | 19220.2203 | 19041.388 | 18862.5556 | 18682.6588 | 18503.8264 | 18324.9941 | 18146.1617 | 18132.3235 | 18132.3235 | 18132.3235 | 18132.3235 | 18132.3235 | 18132.3235 | 18132.3235 | 18132.3235 | 18132.3235 | 18132.3235
[8 empty] | Hydropower - NPD 8 | Moderate | 21498.2039 | 21498.2039 | 21498.2039 | 21498.2039 | 21447.1089 | 21396.014 | 21344.919 | 21294.8885 | 21757.9366 | 21705.7772 | 21653.6177 | 21601.4583 | 21550.3633 | 21498.2039 | 21498.2039 | 21498.2039 | 21498.2039 | 21498.2039 | 21498.2039 | 21498.2039 | 21498.2039 | 21498.2039 | 21498.2039 | 21498.2039 | 21498.2039 | 21498.2039 | 21498.2039 | 21498.2039 | 21498.2039
[8 empty] | Hydropower - NPD 8 | Conservative | 21498.2039 | 21498.2039 | 21498.2039 | 21498.2039 | 21498.2039 | 21498.2039 | 21498.2039 | 21498.2039 | 20986.1898 | 20986.1898 | 20986.1898 | 20986.1898 | 20986.1898 | 20986.1898 | 20986.1898 | 20986.1898 | 20986.1898 | 20986.1898 | 20153.7678 | 20147.3809 | 20147.3809 | 20147.3809 | 20147.3809 | 20147.3809 | 20147.3809 | 20147.3809 | 20147.3809 | 20147.3809 | 20147.3809
[8 empty] | Hydropower - NSD 1 | Advanced | 9005.4865 | 9005.4865 | 9005.4865 | 9005.4865 | 9005.4865 | 9005.4865 | 9005.4865 | 9005.4865 | 9005.4865 | 9005.4865 | 9005.4865 | 9005.4865 | 9005.4865 | 9005.4865 | 9005.4865 | 9005.4865 | 9005.4865 | 9005.4865 | 9005.4865 | 9005.4865 | 9005.4865 | 9005.4865 | 9005.4865 | 9005.4865 | 9005.4865 | 9005.4865 | 9005.4865 | 9005.4865 | 9005.4865
[8 empty] | Hydropower - NSD 1 | Moderate | 9234.3493 | 9234.3493 | 9234.3493 | 9234.3493 | 9234.3493 | 9234.3493 | 9234.3493 | 9234.3493 | 9234.3493 | 9234.3493 | 9234.3493 | 9234.3493 | 9234.3493 | 9234.3493 | 9234.3493 | 9234.3493 | 9234.3493 | 9234.3493 | 9234.3493 | 9234.3493 | 9234.3493 | 9234.3493 | 9234.3493 | 9234.3493 | 9234.3493 | 9234.3493 | 9234.3493 | 9234.3493 | 9234.3493
[8 empty] | Hydropower - NSD 1 | Conservative | 9281.1864 | 9281.1864 | 9281.1864 | 9281.1864 | 9281.1864 | 9281.1864 | 9281.1864 | 9281.1864 | 9281.1864 | 9281.1864 | 9281.1864 | 9281.1864 | 9281.1864 | 9281.1864 | 9281.1864 | 9281.1864 | 9281.1864 | 9281.1864 | 9281.1864 | 9281.1864 | 9281.1864 | 9281.1864 | 9281.1864 | 9281.1864 | 9281.1864 | 9281.1864 | 9281.1864 | 9281.1864 | 9281.1864
[8 empty] | Hydropower - NSD 2 | Advanced | 8051.7139 | 8051.7139 | 8051.7139 | 8051.7139 | 8051.7139 | 8051.7139 | 8051.7139 | 8051.7139 | 8051.7139 | 8051.7139 | 8051.7139 | 8051.7139 | 8051.7139 | 8051.7139 | 8051.7139 | 8051.7139 | 8051.7139 | 8051.7139 | 8051.7139 | 8051.7139 | 8051.7139 | 8051.7139 | 8051.7139 | 8051.7139 | 8051.7139 | 8051.7139 | 8051.7139 | 8051.7139 | 8051.7139
[8 empty] | Hydropower - NSD 2 | Moderate | 8256.0937 | 8256.0937 | 8256.0937 | 8256.0937 | 8256.0937 | 8256.0937 | 8256.0937 | 8256.0937 | 8256.0937 | 8256.0937 | 8256.0937 | 8256.0937 | 8256.0937 | 8256.0937 | 8256.0937 | 8256.0937 | 8256.0937 | 8256.0937 | 8256.0937 | 8256.0937 | 8256.0937 | 8256.0937 | 8256.0937 | 8256.0937 | 8256.0937 | 8256.0937 | 8256.0937 | 8256.0937 | 8256.0937
[8 empty] | Hydropower - NSD 2 | Conservative | 8297.6084 | 8297.6084 | 8297.6084 | 8297.6084 | 8297.6084 | 8297.6084 | 8297.6084 | 8297.6084 | 8297.6084 | 8297.6084 | 8297.6084 | 8297.6084 | 8297.6084 | 8297.6084 | 8297.6084 | 8297.6084 | 8297.6084 | 8297.6084 | 8297.6084 | 8297.6084 | 8297.6084 | 8297.6084 | 8297.6084 | 8297.6084 | 8297.6084 | 8297.6084 | 8297.6084 | 8297.6084 | 8297.6084
[8 empty] | Hydropower - NSD 3 | Advanced | 7888.8487 | 7888.8487 | 7888.8487 | 7888.8487 | 7888.8487 | 7888.8487 | 7888.8487 | 7888.8487 | 7888.8487 | 7888.8487 | 7888.8487 | 7888.8487 | 7888.8487 | 7888.8487 | 7888.8487 | 7888.8487 | 7888.8487 | 7888.8487 | 7888.8487 | 7888.8487 | 7888.8487 | 7888.8487 | 7888.8487 | 7888.8487 | 7888.8487 | 7888.8487 | 7888.8487 | 7888.8487 | 7888.8487
[8 empty] | Hydropower - NSD 3 | Moderate | 8087.9062 | 8087.9062 | 8087.9062 | 8087.9062 | 8087.9062 | 8087.9062 | 8087.9062 | 8087.9062 | 8087.9062 | 8087.9062 | 8087.9062 | 8087.9062 | 8087.9062 | 8087.9062 | 8087.9062 | 8087.9062 | 8087.9062 | 8087.9062 | 8087.9062 | 8087.9062 | 8087.9062 | 8087.9062 | 8087.9062 | 8087.9062 | 8087.9062 | 8087.9062 | 8087.9062 | 8087.9062 | 8087.9062
[8 empty] | Hydropower - NSD 3 | Conservative | 8129.4208 | 8129.4208 | 8129.4208 | 8129.4208 | 8129.4208 | 8129.4208 | 8129.4208 | 8129.4208 | 8129.4208 | 8129.4208 | 8129.4208 | 8129.4208 | 8129.4208 | 8129.4208 | 8129.4208 | 8129.4208 | 8129.4208 | 8129.4208 | 8129.4208 | 8129.4208 | 8129.4208 | 8129.4208 | 8129.4208 | 8129.4208 | 8129.4208 | 8129.4208 | 8129.4208 | 8129.4208 | 8129.4208
[8 empty] | Hydropower - NSD 4 | Advanced | 7112.844 | 7112.844 | 7112.844 | 7112.844 | 7112.844 | 7112.844 | 7112.844 | 7112.844 | 7112.844 | 7112.844 | 7112.844 | 7112.844 | 7112.844 | 7112.844 | 7112.844 | 7112.844 | 7112.844 | 7112.844 | 7112.844 | 7112.844 | 7112.844 | 7112.844 | 7112.844 | 7112.844 | 7112.844 | 7112.844 | 7112.844 | 7112.844 | 7112.844
[8 empty] | Hydropower - NSD 4 | Moderate | 7292.7409 | 7292.7409 | 7292.7409 | 7292.7409 | 7292.7409 | 7292.7409 | 7292.7409 | 7292.7409 | 7292.7409 | 7292.7409 | 7292.7409 | 7292.7409 | 7292.7409 | 7292.7409 | 7292.7409 | 7292.7409 | 7292.7409 | 7292.7409 | 7292.7409 | 7292.7409 | 7292.7409 | 7292.7409 | 7292.7409 | 7292.7409 | 7292.7409 | 7292.7409 | 7292.7409 | 7292.7409 | 7292.7409
[8 empty] | Hydropower - NSD 4 | Conservative | 7329.9976 | 7329.9976 | 7329.9976 | 7329.9976 | 7329.9976 | 7329.9976 | 7329.9976 | 7329.9976 | 7329.9976 | 7329.9976 | 7329.9976 | 7329.9976 | 7329.9976 | 7329.9976 | 7329.9976 | 7329.9976 | 7329.9976 | 7329.9976 | 7329.9976 | 7329.9976 | 7329.9976 | 7329.9976 | 7329.9976 | 7329.9976 | 7329.9976 | 7329.9976 | 7329.9976 | 7329.9976 | 7329.9976
[10 empty] | 2022 | 2023 | 2024 | 2025 | 2026 | 2027 | 2028 | 2029 | 2030 | 2031 | 2032 | 2033 | 2034 | 2035 | 2036 | 2037 | 2038 | 2039 | 2040 | 2041 | 2042 | 2043 | 2044 | 2045 | 2046 | 2047 | 2048 | 2049 | 2050
[7 empty] | Construction Financing Cost ($/kW) | Hydropower - NPD 1 | Advanced | 196.3364 | 196.3364 | 196.3364 | 196.3364 | 194.4021 | 192.4033 | 190.4689 | 188.4701 | 186.5357 | 184.8593 | 183.1829 | 181.442 | 179.7655 | 178.0891 | 176.4126 | 174.7362 | 172.9953 | 171.3189 | 169.6424 | 169.6424 | 169.6424 | 169.6424 | 169.6424 | 169.6424 | 169.6424 | 169.6424 | 169.6424 | 169.6424 | 169.6424
[8 empty] | Hydropower - NPD 1 | Moderate | 196.3364 | 196.3364 | 196.3364 | 196.3364 | 196.3364 | 196.3364 | 196.3364 | 196.3364 | 196.3364 | 196.3364 | 196.3364 | 196.3364 | 196.3364 | 196.3364 | 196.3364 | 196.3364 | 196.3364 | 196.3364 | 196.3364 | 196.3364 | 196.3364 | 196.3364 | 196.3364 | 196.3364 | 196.3364 | 196.3364 | 196.3364 | 196.3364 | 196.3364
[8 empty] | Hydropower - NPD 1 | Conservative | 196.3364 | 196.3364 | 196.3364 | 196.3364 | 196.3364 | 196.3364 | 196.3364 | 196.3364 | 196.3364 | 196.3364 | 196.3364 | 196.3364 | 196.3364 | 196.3364 | 196.3364 | 196.3364 | 196.3364 | 196.3364 | 188.4701 | 188.4701 | 188.4701 | 188.4701 | 188.4701 | 188.4701 | 188.4701 | 188.4701 | 188.4701 | 188.4701 | 188.4701
[8 empty] | Hydropower - NPD 2 | Advanced | 385.0644 | 385.0644 | 385.0644 | 385.0644 | 347.3446 | 309.6248 | 271.905 | 234.1852 | 193.4349 | 191.4361 | 189.7597 | 188.0832 | 186.3423 | 184.6659 | 182.9894 | 181.313 | 179.6366 | 177.8956 | 176.2192 | 175.6389 | 175.6389 | 175.6389 | 175.6389 | 175.6389 | 175.6389 | 175.6389 | 175.6389 | 175.6389 | 175.6389
[8 empty] | Hydropower - NPD 2 | Moderate | 385.0644 | 385.0644 | 385.0644 | 385.0644 | 367.204 | 349.3435 | 331.483 | 313.6225 | 554.2555 | 520.4044 | 486.5533 | 452.7667 | 418.9156 | 385.0644 | 385.0644 | 385.0644 | 385.0644 | 385.0644 | 385.0644 | 385.0644 | 385.0644 | 385.0644 | 385.0644 | 385.0644 | 385.0644 | 385.0644 | 385.0644 | 385.0644 | 385.0644
[8 empty] | Hydropower - NPD 2 | Conservative | 385.0644 | 385.0644 | 385.0644 | 385.0644 | 385.0644 | 385.0644 | 385.0644 | 385.0644 | 203.3001 | 203.3001 | 203.3001 | 203.3001 | 203.3001 | 203.3001 | 203.3001 | 203.3001 | 203.3001 | 203.3001 | 195.4337 | 195.1758 | 195.1758 | 195.1758 | 195.1758 | 195.1758 | 195.1758 | 195.1758 | 195.1758 | 195.1758 | 195.1758
[8 empty] | Hydropower - NPD 3 | Advanced | 392.9953 | 392.9953 | 392.9953 | 392.9953 | 357.4033 | 321.8757 | 286.2837 | 250.6917 | 213.1653 | 210.973 | 209.1031 | 207.2333 | 205.3634 | 203.4291 | 201.5592 | 199.6893 | 197.8194 | 195.9496 | 194.0152 | 193.5639 | 193.5639 | 193.5639 | 193.5639 | 193.5639 | 193.5639 | 193.5639 | 193.5639 | 193.5639 | 193.5639
[8 empty] | Hydropower - NPD 3 | Moderate | 392.9953 | 392.9953 | 392.9953 | 392.9953 | 376.2954 | 359.66 | 342.9601 | 326.2602 | 539.2966 | 510.0234 | 480.7503 | 451.5416 | 422.2684 | 392.9953 | 392.9953 | 392.9953 | 392.9953 | 392.9953 | 392.9953 | 392.9953 | 392.9953 | 392.9953 | 392.9953 | 392.9953 | 392.9953 | 392.9953 | 392.9953 | 392.9953 | 392.9953
[8 empty] | Hydropower - NPD 3 | Conservative | 392.9953 | 392.9953 | 392.9953 | 392.9953 | 392.9953 | 392.9953 | 392.9953 | 392.9953 | 224.0621 | 224.0621 | 224.0621 | 224.0621 | 224.0621 | 224.0621 | 224.0621 | 224.0621 | 224.0621 | 224.0621 | 215.3575 | 215.0996 | 215.0996 | 215.0996 | 215.0996 | 215.0996 | 215.0996 | 215.0996 | 215.0996 | 215.0996 | 215.0996
[8 empty] | Hydropower - NPD 4 | Advanced | 862.5263 | 862.5263 | 862.5263 | 862.5263 | 793.1477 | 723.8335 | 654.4548 | 585.1406 | 512.796 | 507.8311 | 503.2532 | 498.6752 | 494.0973 | 489.5193 | 484.9413 | 480.4279 | 475.8499 | 471.2719 | 466.694 | 465.9847 | 465.9847 | 465.9847 | 465.9847 | 465.9847 | 465.9847 | 465.9847 | 465.9847 | 465.9847 | 465.9847
[8 empty] | Hydropower - NPD 4 | Moderate | 862.5263 | 862.5263 | 862.5263 | 862.5263 | 830.4806 | 798.4994 | 766.5181 | 734.4724 | 1118.3762 | 1067.1805 | 1015.9847 | 964.8534 | 913.6576 | 862.5263 | 862.5263 | 862.5263 | 862.5263 | 862.5263 | 862.5263 | 862.5263 | 862.5263 | 862.5263 | 862.5263 | 862.5263 | 862.5263 | 862.5263 | 862.5263 | 862.5263 | 862.5263
[8 empty] | Hydropower - NPD 4 | Conservative | 862.5263 | 862.5263 | 862.5263 | 862.5263 | 862.5263 | 862.5263 | 862.5263 | 862.5263 | 539.361 | 539.361 | 539.361 | 539.361 | 539.361 | 539.361 | 539.361 | 539.361 | 539.361 | 539.361 | 518.1477 | 517.8253 | 517.8253 | 517.8253 | 517.8253 | 517.8253 | 517.8253 | 517.8253 | 517.8253 | 517.8253 | 517.8253
[8 empty] | Hydropower - NPD 5 | Advanced | 316.2016 | 316.2016 | 316.2016 | 316.2016 | 321.5533 | 326.9695 | 332.3212 | 337.7374 | 343.2825 | 340.4455 | 337.3505 | 334.2555 | 331.2251 | 328.1301 | 325.0996 | 322.0047 | 318.9742 | 315.8792 | 312.7843 | 312.3974 | 312.3974 | 312.3974 | 312.3974 | 312.3974 | 312.3974 | 312.3974 | 312.3974 | 312.3974 | 312.3974
[8 empty] | Hydropower - NPD 5 | Moderate | 316.2016 | 316.2016 | 316.2016 | 316.2016 | 320.6506 | 325.1641 | 329.6131 | 334.0621 | 296.6647 | 300.5334 | 304.4666 | 308.3997 | 312.2684 | 316.2016 | 316.2016 | 316.2016 | 316.2016 | 316.2016 | 316.2016 | 316.2016 | 316.2016 | 316.2016 | 316.2016 | 316.2016 | 316.2016 | 316.2016 | 316.2016 | 316.2016 | 316.2016
[8 empty] | Hydropower - NPD 5 | Conservative | 316.2016 | 316.2016 | 316.2016 | 316.2016 | 316.2016 | 316.2016 | 316.2016 | 316.2016 | 361.143 | 361.5943 | 361.5943 | 361.5943 | 361.5943 | 361.5943 | 361.5943 | 361.5943 | 361.5943 | 361.5943 | 347.2802 | 347.0867 | 347.0867 | 347.0867 | 347.0867 | 347.0867 | 347.0867 | 347.0867 | 347.0867 | 347.0867 | 347.0867
[8 empty] | Hydropower - NPD 6 | Advanced | 476.0433 | 476.0433 | 476.0433 | 476.0433 | 484.2321 | 492.3564 | 500.4806 | 508.6049 | 516.9226 | 512.4736 | 507.8311 | 503.2532 | 498.6107 | 493.9683 | 489.3259 | 484.6834 | 480.041 | 475.3986 | 470.7561 | 470.3692 | 470.3692 | 470.3692 | 470.3692 | 470.3692 | 470.3692 | 470.3692 | 470.3692 | 470.3692 | 470.3692
[8 empty] | Hydropower - NPD 6 | Moderate | 476.0433 | 476.0433 | 476.0433 | 476.0433 | 482.8136 | 489.5838 | 496.354 | 503.1242 | 446.5123 | 452.3798 | 458.3118 | 464.2438 | 470.1758 | 476.0433 | 476.0433 | 476.0433 | 476.0433 | 476.0433 | 476.0433 | 476.0433 | 476.0433 | 476.0433 | 476.0433 | 476.0433 | 476.0433 | 476.0433 | 476.0433 | 476.0433 | 476.0433
[8 empty] | Hydropower - NPD 6 | Conservative | 476.0433 | 476.0433 | 476.0433 | 476.0433 | 476.0433 | 476.0433 | 476.0433 | 476.0433 | 543.939 | 544.3903 | 544.3903 | 544.3903 | 544.3903 | 544.3903 | 544.3903 | 544.3903 | 544.3903 | 544.3903 | 522.7901 | 522.5967 | 522.5967 | 522.5967 | 522.5967 | 522.5967 | 522.5967 | 522.5967 | 522.5967 | 522.5967 | 522.5967
[8 empty] | Hydropower - NPD 7 | Advanced | 956.8581 | 956.8581 | 956.8581 | 956.8581 | 924.8768 | 892.9601 | 860.9788 | 828.9976 | 797.0163 | 788.8921 | 781.6705 | 774.5134 | 767.3563 | 760.1992 | 753.0421 | 745.8851 | 738.728 | 731.5709 | 724.4138 | 723.9624 | 723.9624 | 723.9624 | 723.9624 | 723.9624 | 723.9624 | 723.9624 | 723.9624 | 723.9624 | 723.9624
[8 empty] | Hydropower - NPD 7 | Moderate | 956.8581 | 956.8581 | 956.8581 | 956.8581 | 945.0585 | 933.259 | 921.395 | 909.5955 | 1024.3669 | 1010.8909 | 997.3504 | 983.8745 | 970.3985 | 956.8581 | 956.8581 | 956.8581 | 956.8581 | 956.8581 | 956.8581 | 956.8581 | 956.8581 | 956.8581 | 956.8581 | 956.8581 | 956.8581 | 956.8581 | 956.8581 | 956.8581 | 956.8581
[8 empty] | Hydropower - NPD 7 | Conservative | 956.8581 | 956.8581 | 956.8581 | 956.8581 | 956.8581 | 956.8581 | 956.8581 | 956.8581 | 838.6693 | 837.9601 | 837.9601 | 837.9601 | 837.9601 | 837.9601 | 837.9601 | 837.9601 | 837.9601 | 837.9601 | 804.6248 | 804.4314 | 804.4314 | 804.4314 | 804.4314 | 804.4314 | 804.4314 | 804.4314 | 804.4314 | 804.4314 | 804.4314
[8 empty] | Hydropower - NPD 8 | Advanced | 1302.2039 | 1302.2039 | 1302.2039 | 1302.2039 | 1283.3762 | 1264.613 | 1245.8498 | 1227.0867 | 1208.13 | 1196.7819 | 1185.9495 | 1175.0527 | 1164.2203 | 1153.388 | 1142.5556 | 1131.6588 | 1120.8264 | 1109.9941 | 1099.1617 | 1098.3235 | 1098.3235 | 1098.3235 | 1098.3235 | 1098.3235 | 1098.3235 | 1098.3235 | 1098.3235 | 1098.3235 | 1098.3235
[8 empty] | Hydropower - NPD 8 | Moderate | 1302.2039 | 1302.2039 | 1302.2039 | 1302.2039 | 1299.1089 | 1296.014 | 1292.919 | 1289.8885 | 1317.9366 | 1314.7772 | 1311.6177 | 1308.4583 | 1305.3633 | 1302.2039 | 1302.2039 | 1302.2039 | 1302.2039 | 1302.2039 | 1302.2039 | 1302.2039 | 1302.2039 | 1302.2039 | 1302.2039 | 1302.2039 | 1302.2039 | 1302.2039 | 1302.2039 | 1302.2039 | 1302.2039
[8 empty] | Hydropower - NPD 8 | Conservative | 1302.2039 | 1302.2039 | 1302.2039 | 1302.2039 | 1302.2039 | 1302.2039 | 1302.2039 | 1302.2039 | 1271.1898 | 1271.1898 | 1271.1898 | 1271.1898 | 1271.1898 | 1271.1898 | 1271.1898 | 1271.1898 | 1271.1898 | 1271.1898 | 1220.7678 | 1220.3809 | 1220.3809 | 1220.3809 | 1220.3809 | 1220.3809 | 1220.3809 | 1220.3809 | 1220.3809 | 1220.3809 | 1220.3809
[8 empty] | Hydropower - NSD 1 | Advanced | 545.4865 | 545.4865 | 545.4865 | 545.4865 | 545.4865 | 545.4865 | 545.4865 | 545.4865 | 545.4865 | 545.4865 | 545.4865 | 545.4865 | 545.4865 | 545.4865 | 545.4865 | 545.4865 | 545.4865 | 545.4865 | 545.4865 | 545.4865 | 545.4865 | 545.4865 | 545.4865 | 545.4865 | 545.4865 | 545.4865 | 545.4865 | 545.4865 | 545.4865
[8 empty] | Hydropower - NSD 1 | Moderate | 559.3493 | 559.3493 | 559.3493 | 559.3493 | 559.3493 | 559.3493 | 559.3493 | 559.3493 | 559.3493 | 559.3493 | 559.3493 | 559.3493 | 559.3493 | 559.3493 | 559.3493 | 559.3493 | 559.3493 | 559.3493 | 559.3493 | 559.3493 | 559.3493 | 559.3493 | 559.3493 | 559.3493 | 559.3493 | 559.3493 | 559.3493 | 559.3493 | 559.3493
[8 empty] | Hydropower - NSD 1 | Conservative | 562.1864 | 562.1864 | 562.1864 | 562.1864 | 562.1864 | 562.1864 | 562.1864 | 562.1864 | 562.1864 | 562.1864 | 562.1864 | 562.1864 | 562.1864 | 562.1864 | 562.1864 | 562.1864 | 562.1864 | 562.1864 | 562.1864 | 562.1864 | 562.1864 | 562.1864 | 562.1864 | 562.1864 | 562.1864 | 562.1864 | 562.1864 | 562.1864 | 562.1864
[8 empty] | Hydropower - NSD 2 | Advanced | 487.7139 | 487.7139 | 487.7139 | 487.7139 | 487.7139 | 487.7139 | 487.7139 | 487.7139 | 487.7139 | 487.7139 | 487.7139 | 487.7139 | 487.7139 | 487.7139 | 487.7139 | 487.7139 | 487.7139 | 487.7139 | 487.7139 | 487.7139 | 487.7139 | 487.7139 | 487.7139 | 487.7139 | 487.7139 | 487.7139 | 487.7139 | 487.7139 | 487.7139
[8 empty] | Hydropower - NSD 2 | Moderate | 500.0937 | 500.0937 | 500.0937 | 500.0937 | 500.0937 | 500.0937 | 500.0937 | 500.0937 | 500.0937 | 500.0937 | 500.0937 | 500.0937 | 500.0937 | 500.0937 | 500.0937 | 500.0937 | 500.0937 | 500.0937 | 500.0937 | 500.0937 | 500.0937 | 500.0937 | 500.0937 | 500.0937 | 500.0937 | 500.0937 | 500.0937 | 500.0937 | 500.0937
[8 empty] | Hydropower - NSD 2 | Conservative | 502.6084 | 502.6084 | 502.6084 | 502.6084 | 502.6084 | 502.6084 | 502.6084 | 502.6084 | 502.6084 | 502.6084 | 502.6084 | 502.6084 | 502.6084 | 502.6084 | 502.6084 | 502.6084 | 502.6084 | 502.6084 | 502.6084 | 502.6084 | 502.6084 | 502.6084 | 502.6084 | 502.6084 | 502.6084 | 502.6084 | 502.6084 | 502.6084 | 502.6084
[8 empty] | Hydropower - NSD 3 | Advanced | 477.8487 | 477.8487 | 477.8487 | 477.8487 | 477.8487 | 477.8487 | 477.8487 | 477.8487 | 477.8487 | 477.8487 | 477.8487 | 477.8487 | 477.8487 | 477.8487 | 477.8487 | 477.8487 | 477.8487 | 477.8487 | 477.8487 | 477.8487 | 477.8487 | 477.8487 | 477.8487 | 477.8487 | 477.8487 | 477.8487 | 477.8487 | 477.8487 | 477.8487
[8 empty] | Hydropower - NSD 3 | Moderate | 489.9062 | 489.9062 | 489.9062 | 489.9062 | 489.9062 | 489.9062 | 489.9062 | 489.9062 | 489.9062 | 489.9062 | 489.9062 | 489.9062 | 489.9062 | 489.9062 | 489.9062 | 489.9062 | 489.9062 | 489.9062 | 489.9062 | 489.9062 | 489.9062 | 489.9062 | 489.9062 | 489.9062 | 489.9062 | 489.9062 | 489.9062 | 489.9062 | 489.9062
[8 empty] | Hydropower - NSD 3 | Conservative | 492.4208 | 492.4208 | 492.4208 | 492.4208 | 492.4208 | 492.4208 | 492.4208 | 492.4208 | 492.4208 | 492.4208 | 492.4208 | 492.4208 | 492.4208 | 492.4208 | 492.4208 | 492.4208 | 492.4208 | 492.4208 | 492.4208 | 492.4208 | 492.4208 | 492.4208 | 492.4208 | 492.4208 | 492.4208 | 492.4208 | 492.4208 | 492.4208 | 492.4208
[8 empty] | Hydropower - NSD 4 | Advanced | 430.844 | 430.844 | 430.844 | 430.844 | 430.844 | 430.844 | 430.844 | 430.844 | 430.844 | 430.844 | 430.844 | 430.844 | 430.844 | 430.844 | 430.844 | 430.844 | 430.844 | 430.844 | 430.844 | 430.844 | 430.844 | 430.844 | 430.844 | 430.844 | 430.844 | 430.844 | 430.844 | 430.844 | 430.844
[8 empty] | Hydropower - NSD 4 | Moderate | 441.7409 | 441.7409 | 441.7409 | 441.7409 | 441.7409 | 441.7409 | 441.7409 | 441.7409 | 441.7409 | 441.7409 | 441.7409 | 441.7409 | 441.7409 | 441.7409 | 441.7409 | 441.7409 | 441.7409 | 441.7409 | 441.7409 | 441.7409 | 441.7409 | 441.7409 | 441.7409 | 441.7409 | 441.7409 | 441.7409 | 441.7409 | 441.7409 | 441.7409
[8 empty] | Hydropower - NSD 4 | Conservative | 443.9976 | 443.9976 | 443.9976 | 443.9976 | 443.9976 | 443.9976 | 443.9976 | 443.9976 | 443.9976 | 443.9976 | 443.9976 | 443.9976 | 443.9976 | 443.9976 | 443.9976 | 443.9976 | 443.9976 | 443.9976 | 443.9976 | 443.9976 | 443.9976 | 443.9976 | 443.9976 | 443.9976 | 443.9976 | 443.9976 | 443.9976 | 443.9976 | 443.9976
[10 empty] | 2022 | 2023 | 2024 | 2025 | 2026 | 2027 | 2028 | 2029 | 2030 | 2031 | 2032 | 2033 | 2034 | 2035 | 2036 | 2037 | 2038 | 2039 | 2040 | 2041 | 2042 | 2043 | 2044 | 2045 | 2046 | 2047 | 2048 | 2049 | 2050
[7 empty] | Overnight Capital Cost ($/kW) | Hydropower - NPD 1 | Advanced | 3045 | 3045 | 3045 | 3045 | 3015 | 2984 | 2954 | 2923 | 2893 | 2867 | 2841 | 2814 | 2788 | 2762 | 2736 | 2710 | 2683 | 2657 | 2631 | 2631 | 2631 | 2631 | 2631 | 2631 | 2631 | 2631 | 2631 | 2631 | 2631
[8 empty] | Hydropower - NPD 1 | Moderate | 3045 | 3045 | 3045 | 3045 | 3045 | 3045 | 3045 | 3045 | 3045 | 3045 | 3045 | 3045 | 3045 | 3045 | 3045 | 3045 | 3045 | 3045 | 3045 | 3045 | 3045 | 3045 | 3045 | 3045 | 3045 | 3045 | 3045 | 3045 | 3045
[8 empty] | Hydropower - NPD 1 | Conservative | 3045 | 3045 | 3045 | 3045 | 3045 | 3045 | 3045 | 3045 | 3045 | 3045 | 3045 | 3045 | 3045 | 3045 | 3045 | 3045 | 3045 | 3045 | 2923 | 2923 | 2923 | 2923 | 2923 | 2923 | 2923 | 2923 | 2923 | 2923 | 2923
[8 empty] | Hydropower - NPD 2 | Advanced | 5868 | 5868 | 5868 | 5868 | 5283 | 4698 | 4113 | 3528 | 2896 | 2870 | 2844 | 2818 | 2791 | 2765 | 2739 | 2713 | 2687 | 2660 | 2634 | 2634 | 2634 | 2634 | 2634 | 2634 | 2634 | 2634 | 2634 | 2634 | 2634
[8 empty] | Hydropower - NPD 2 | Moderate | 5868 | 5868 | 5868 | 5868 | 5591 | 5314 | 5037 | 4760 | 8492 | 7967 | 7442 | 6918 | 6393 | 5868 | 5868 | 5868 | 5868 | 5868 | 5868 | 5868 | 5868 | 5868 | 5868 | 5868 | 5868 | 5868 | 5868 | 5868 | 5868
[8 empty] | Hydropower - NPD 2 | Conservative | 5868 | 5868 | 5868 | 5868 | 5868 | 5868 | 5868 | 5868 | 3049 | 3049 | 3049 | 3049 | 3049 | 3049 | 3049 | 3049 | 3049 | 3049 | 2927 | 2927 | 2927 | 2927 | 2927 | 2927 | 2927 | 2927 | 2927 | 2927 | 2927
[8 empty] | Hydropower - NPD 3 | Advanced | 6018 | 6018 | 6018 | 6018 | 5466 | 4915 | 4363 | 3811 | 3229 | 3199 | 3170 | 3141 | 3112 | 3082 | 3053 | 3024 | 2995 | 2966 | 2936 | 2936 | 2936 | 2936 | 2936 | 2936 | 2936 | 2936 | 2936 | 2936 | 2936
[8 empty] | Hydropower - NPD 3 | Moderate | 6018 | 6018 | 6018 | 6018 | 5759 | 5501 | 5242 | 4983 | 8287 | 7833 | 7379 | 6926 | 6472 | 6018 | 6018 | 6018 | 6018 | 6018 | 6018 | 6018 | 6018 | 6018 | 6018 | 6018 | 6018 | 6018 | 6018 | 6018 | 6018
[8 empty] | Hydropower - NPD 3 | Conservative | 6018 | 6018 | 6018 | 6018 | 6018 | 6018 | 6018 | 6018 | 3398 | 3398 | 3398 | 3398 | 3398 | 3398 | 3398 | 3398 | 3398 | 3398 | 3263 | 3263 | 3263 | 3263 | 3263 | 3263 | 3263 | 3263 | 3263 | 3263 | 3263
[8 empty] | Hydropower - NPD 4 | Advanced | 13248 | 13248 | 13248 | 13248 | 12172 | 11097 | 10021 | 8946 | 7824 | 7754 | 7683 | 7612 | 7541 | 7470 | 7399 | 7329 | 7258 | 7187 | 7116 | 7116 | 7116 | 7116 | 7116 | 7116 | 7116 | 7116 | 7116 | 7116 | 7116
[8 empty] | Hydropower - NPD 4 | Moderate | 13248 | 13248 | 13248 | 13248 | 12751 | 12255 | 11759 | 11262 | 17216 | 16422 | 15628 | 14835 | 14041 | 13248 | 13248 | 13248 | 13248 | 13248 | 13248 | 13248 | 13248 | 13248 | 13248 | 13248 | 13248 | 13248 | 13248 | 13248 | 13248
[8 empty] | Hydropower - NPD 4 | Conservative | 13248 | 13248 | 13248 | 13248 | 13248 | 13248 | 13248 | 13248 | 8236 | 8236 | 8236 | 8236 | 8236 | 8236 | 8236 | 8236 | 8236 | 8236 | 7907 | 7907 | 7907 | 7907 | 7907 | 7907 | 7907 | 7907 | 7907 | 7907 | 7907
[8 empty] | Hydropower - NPD 5 | Advanced | 4835 | 4835 | 4835 | 4835 | 4918 | 5002 | 5085 | 5169 | 5255 | 5208 | 5160 | 5112 | 5065 | 5017 | 4970 | 4922 | 4875 | 4827 | 4779 | 4779 | 4779 | 4779 | 4779 | 4779 | 4779 | 4779 | 4779 | 4779 | 4779
[8 empty] | Hydropower - NPD 5 | Moderate | 4835 | 4835 | 4835 | 4835 | 4904 | 4974 | 5043 | 5112 | 4532 | 4592 | 4653 | 4714 | 4774 | 4835 | 4835 | 4835 | 4835 | 4835 | 4835 | 4835 | 4835 | 4835 | 4835 | 4835 | 4835 | 4835 | 4835 | 4835 | 4835
[8 empty] | Hydropower - NPD 5 | Conservative | 4835 | 4835 | 4835 | 4835 | 4835 | 4835 | 4835 | 4835 | 5532 | 5532 | 5532 | 5532 | 5532 | 5532 | 5532 | 5532 | 5532 | 5532 | 5310 | 5310 | 5310 | 5310 | 5310 | 5310 | 5310 | 5310 | 5310 | 5310 | 5310
[8 empty] | Hydropower - NPD 6 | Advanced | 7314 | 7314 | 7314 | 7314 | 7441 | 7567 | 7693 | 7819 | 7948 | 7876 | 7804 | 7733 | 7661 | 7589 | 7517 | 7445 | 7373 | 7301 | 7229 | 7229 | 7229 | 7229 | 7229 | 7229 | 7229 | 7229 | 7229 | 7229 | 7229
[8 empty] | Hydropower - NPD 6 | Moderate | 7314 | 7314 | 7314 | 7314 | 7419 | 7524 | 7629 | 7734 | 6856 | 6947 | 7039 | 7131 | 7223 | 7314 | 7314 | 7314 | 7314 | 7314 | 7314 | 7314 | 7314 | 7314 | 7314 | 7314 | 7314 | 7314 | 7314 | 7314 | 7314
[8 empty] | Hydropower - NPD 6 | Conservative | 7314 | 7314 | 7314 | 7314 | 7314 | 7314 | 7314 | 7314 | 8367 | 8367 | 8367 | 8367 | 8367 | 8367 | 8367 | 8367 | 8367 | 8367 | 8032 | 8032 | 8032 | 8032 | 8032 | 8032 | 8032 | 8032 | 8032 | 8032 | 8032
[8 empty] | Hydropower - NPD 7 | Advanced | 14751 | 14751 | 14751 | 14751 | 14255 | 13760 | 13264 | 12768 | 12272 | 12161 | 12049 | 11938 | 11827 | 11716 | 11605 | 11494 | 11383 | 11272 | 11161 | 11161 | 11161 | 11161 | 11161 | 11161 | 11161 | 11161 | 11161 | 11161 | 11161
[8 empty] | Hydropower - NPD 7 | Moderate | 14751 | 14751 | 14751 | 14751 | 14568 | 14385 | 14201 | 14018 | 15798 | 15589 | 15379 | 15170 | 14961 | 14751 | 14751 | 14751 | 14751 | 14751 | 14751 | 14751 | 14751 | 14751 | 14751 | 14751 | 14751 | 14751 | 14751 | 14751 | 14751
[8 empty] | Hydropower - NPD 7 | Conservative | 14751 | 14751 | 14751 | 14751 | 14751 | 14751 | 14751 | 14751 | 12918 | 12918 | 12918 | 12918 | 12918 | 12918 | 12918 | 12918 | 12918 | 12918 | 12401 | 12401 | 12401 | 12401 | 12401 | 12401 | 12401 | 12401 | 12401 | 12401 | 12401
[8 empty] | Hydropower - NPD 8 | Advanced | 20043 | 20043 | 20043 | 20043 | 19751 | 19460 | 19169 | 18878 | 18584 | 18416 | 18248 | 18079 | 17911 | 17743 | 17575 | 17406 | 17238 | 17070 | 16902 | 16902 | 16902 | 16902 | 16902 | 16902 | 16902 | 16902 | 16902 | 16902 | 16902
[8 empty] | Hydropower - NPD 8 | Moderate | 20043 | 20043 | 20043 | 20043 | 19995 | 19947 | 19899 | 19852 | 20287 | 20238 | 20189 | 20140 | 20092 | 20043 | 20043 | 20043 | 20043 | 20043 | 20043 | 20043 | 20043 | 20043 | 20043 | 20043 | 20043 | 20043 | 20043 | 20043 | 20043
[8 empty] | Hydropower - NPD 8 | Conservative | 20043 | 20043 | 20043 | 20043 | 20043 | 20043 | 20043 | 20043 | 19562 | 19562 | 19562 | 19562 | 19562 | 19562 | 19562 | 19562 | 19562 | 19562 | 18780 | 18780 | 18780 | 18780 | 18780 | 18780 | 18780 | 18780 | 18780 | 18780 | 18780
[8 empty] | Hydropower - NSD 1 | Advanced | 8352 | 8352 | 8352 | 8352 | 8352 | 8352 | 8352 | 8352 | 8352 | 8352 | 8352 | 8352 | 8352 | 8352 | 8352 | 8352 | 8352 | 8352 | 8352 | 8352 | 8352 | 8352 | 8352 | 8352 | 8352 | 8352 | 8352 | 8352 | 8352
[8 empty] | Hydropower - NSD 1 | Moderate | 8567 | 8567 | 8567 | 8567 | 8567 | 8567 | 8567 | 8567 | 8567 | 8567 | 8567 | 8567 | 8567 | 8567 | 8567 | 8567 | 8567 | 8567 | 8567 | 8567 | 8567 | 8567 | 8567 | 8567 | 8567 | 8567 | 8567 | 8567 | 8567
[8 empty] | Hydropower - NSD 1 | Conservative | 8611 | 8611 | 8611 | 8611 | 8611 | 8611 | 8611 | 8611 | 8611 | 8611 | 8611 | 8611 | 8611 | 8611 | 8611 | 8611 | 8611 | 8611 | 8611 | 8611 | 8611 | 8611 | 8611 | 8611 | 8611 | 8611 | 8611 | 8611 | 8611
[8 empty] | Hydropower - NSD 2 | Advanced | 7456 | 7456 | 7456 | 7456 | 7456 | 7456 | 7456 | 7456 | 7456 | 7456 | 7456 | 7456 | 7456 | 7456 | 7456 | 7456 | 7456 | 7456 | 7456 | 7456 | 7456 | 7456 | 7456 | 7456 | 7456 | 7456 | 7456 | 7456 | 7456
[8 empty] | Hydropower - NSD 2 | Moderate | 7648 | 7648 | 7648 | 7648 | 7648 | 7648 | 7648 | 7648 | 7648 | 7648 | 7648 | 7648 | 7648 | 7648 | 7648 | 7648 | 7648 | 7648 | 7648 | 7648 | 7648 | 7648 | 7648 | 7648 | 7648 | 7648 | 7648 | 7648 | 7648
[8 empty] | Hydropower - NSD 2 | Conservative | 7687 | 7687 | 7687 | 7687 | 7687 | 7687 | 7687 | 7687 | 7687 | 7687 | 7687 | 7687 | 7687 | 7687 | 7687 | 7687 | 7687 | 7687 | 7687 | 7687 | 7687 | 7687 | 7687 | 7687 | 7687 | 7687 | 7687 | 7687 | 7687
[8 empty] | Hydropower - NSD 3 | Advanced | 7303 | 7303 | 7303 | 7303 | 7303 | 7303 | 7303 | 7303 | 7303 | 7303 | 7303 | 7303 | 7303 | 7303 | 7303 | 7303 | 7303 | 7303 | 7303 | 7303 | 7303 | 7303 | 7303 | 7303 | 7303 | 7303 | 7303 | 7303 | 7303
[8 empty] | Hydropower - NSD 3 | Moderate | 7490 | 7490 | 7490 | 7490 | 7490 | 7490 | 7490 | 7490 | 7490 | 7490 | 7490 | 7490 | 7490 | 7490 | 7490 | 7490 | 7490 | 7490 | 7490 | 7490 | 7490 | 7490 | 7490 | 7490 | 7490 | 7490 | 7490 | 7490 | 7490
[8 empty] | Hydropower - NSD 3 | Conservative | 7529 | 7529 | 7529 | 7529 | 7529 | 7529 | 7529 | 7529 | 7529 | 7529 | 7529 | 7529 | 7529 | 7529 | 7529 | 7529 | 7529 | 7529 | 7529 | 7529 | 7529 | 7529 | 7529 | 7529 | 7529 | 7529 | 7529 | 7529 | 7529
[8 empty] | Hydropower - NSD 4 | Advanced | 6574 | 6574 | 6574 | 6574 | 6574 | 6574 | 6574 | 6574 | 6574 | 6574 | 6574 | 6574 | 6574 | 6574 | 6574 | 6574 | 6574 | 6574 | 6574 | 6574 | 6574 | 6574 | 6574 | 6574 | 6574 | 6574 | 6574 | 6574 | 6574
[8 empty] | Hydropower - NSD 4 | Moderate | 6743 | 6743 | 6743 | 6743 | 6743 | 6743 | 6743 | 6743 | 6743 | 6743 | 6743 | 6743 | 6743 | 6743 | 6743 | 6743 | 6743 | 6743 | 6743 | 6743 | 6743 | 6743 | 6743 | 6743 | 6743 | 6743 | 6743 | 6743 | 6743
[8 empty] | Hydropower - NSD 4 | Conservative | 6778 | 6778 | 6778 | 6778 | 6778 | 6778 | 6778 | 6778 | 6778 | 6778 | 6778 | 6778 | 6778 | 6778 | 6778 | 6778 | 6778 | 6778 | 6778 | 6778 | 6778 | 6778 | 6778 | 6778 | 6778 | 6778 | 6778 | 6778 | 6778
[10 empty] | 2022 | 2023 | 2024 | 2025 | 2026 | 2027 | 2028 | 2029 | 2030 | 2031 | 2032 | 2033 | 2034 | 2035 | 2036 | 2037 | 2038 | 2039 | 2040 | 2041 | 2042 | 2043 | 2044 | 2045 | 2046 | 2047 | 2048 | 2049 | 2050
[7 empty] | Fixed Operation and Maintenance Expenses ($/kW-yr) | Hydropower - NPD 1 | Advanced | 92 | 92 | 92 | 92 | 92 | 92 | 92 | 92 | 92 | 87 | 87 | 87 | 87 | 87 | 87 | 87 | 87 | 87 | 87 | 79 | 79 | 79 | 79 | 79 | 79 | 79 | 79 | 79 | 79
[8 empty] | Hydropower - NPD 1 | Moderate | 92 | 92 | 92 | 92 | 92 | 92 | 92 | 92 | 92 | 92 | 92 | 92 | 92 | 92 | 92 | 92 | 92 | 92 | 92 | 88 | 88 | 88 | 88 | 88 | 88 | 88 | 88 | 88 | 88
[8 empty] | Hydropower - NPD 1 | Conservative | 92 | 92 | 92 | 92 | 92 | 92 | 92 | 92 | 92 | 92 | 92 | 92 | 92 | 92 | 92 | 92 | 92 | 92 | 92 | 92 | 92 | 92 | 92 | 92 | 92 | 92 | 92 | 92 | 92
[8 empty] | Hydropower - NPD 2 | Advanced | 93 | 93 | 93 | 93 | 93 | 93 | 93 | 93 | 93 | 89 | 89 | 89 | 89 | 89 | 89 | 89 | 89 | 89 | 89 | 81 | 81 | 81 | 81 | 81 | 81 | 81 | 81 | 81 | 81
[8 empty] | Hydropower - NPD 2 | Moderate | 93 | 93 | 93 | 93 | 93 | 93 | 93 | 93 | 93 | 93 | 93 | 93 | 93 | 93 | 93 | 93 | 93 | 93 | 93 | 90 | 90 | 90 | 90 | 90 | 90 | 90 | 90 | 90 | 90
[8 empty] | Hydropower - NPD 2 | Conservative | 93 | 93 | 93 | 93 | 93 | 93 | 93 | 93 | 93 | 93 | 93 | 93 | 93 | 93 | 93 | 93 | 93 | 93 | 93 | 93 | 93 | 93 | 93 | 93 | 93 | 93 | 93 | 93 | 93
[8 empty] | Hydropower - NPD 3 | Advanced | 113 | 113 | 113 | 113 | 113 | 113 | 113 | 113 | 113 | 107 | 107 | 107 | 107 | 107 | 107 | 107 | 107 | 107 | 107 | 97 | 97 | 97 | 97 | 97 | 97 | 97 | 97 | 97 | 97
[8 empty] | Hydropower - NPD 3 | Moderate | 113 | 113 | 113 | 113 | 113 | 113 | 113 | 113 | 113 | 113 | 113 | 113 | 113 | 113 | 113 | 113 | 113 | 113 | 113 | 108 | 108 | 108 | 108 | 108 | 108 | 108 | 108 | 108 | 108
[8 empty] | Hydropower - NPD 3 | Conservative | 113 | 113 | 113 | 113 | 113 | 113 | 113 | 113 | 113 | 113 | 113 | 113 | 113 | 113 | 113 | 113 | 113 | 113 | 113 | 113 | 113 | 113 | 113 | 113 | 113 | 113 | 113 | 113 | 113
[8 empty] | Hydropower - NPD 4 | Advanced | 188 | 188 | 188 | 188 | 188 | 188 | 188 | 188 | 188 | 179 | 179 | 179 | 179 | 179 | 179 | 179 | 179 | 179 | 179 | 163 | 163 | 163 | 163 | 163 | 163 | 163 | 163 | 163 | 163
[8 empty] | Hydropower - NPD 4 | Moderate | 188 | 188 | 188 | 188 | 188 | 188 | 188 | 188 | 188 | 188 | 188 | 188 | 188 | 188 | 188 | 188 | 188 | 188 | 188 | 181 | 181 | 181 | 181 | 181 | 181 | 181 | 181 | 181 | 181
[8 empty] | Hydropower - NPD 4 | Conservative | 188 | 188 | 188 | 188 | 188 | 188 | 188 | 188 | 188 | 188 | 188 | 188 | 188 | 188 | 188 | 188 | 188 | 188 | 188 | 188 | 188 | 188 | 188 | 188 | 188 | 188 | 188 | 188 | 188
[8 empty] | Hydropower - NPD 5 | Advanced | 34 | 34 | 34 | 34 | 34 | 34 | 34 | 34 | 34 | 33 | 33 | 33 | 33 | 33 | 33 | 33 | 33 | 33 | 33 | 30 | 30 | 30 | 30 | 30 | 30 | 30 | 30 | 30 | 30
[8 empty] | Hydropower - NPD 5 | Moderate | 34 | 34 | 34 | 34 | 34 | 34 | 34 | 34 | 34 | 34 | 34 | 34 | 34 | 34 | 34 | 34 | 34 | 34 | 34 | 33 | 33 | 33 | 33 | 33 | 33 | 33 | 33 | 33 | 33
[8 empty] | Hydropower - NPD 5 | Conservative | 34 | 34 | 34 | 34 | 34 | 34 | 34 | 34 | 34 | 34 | 34 | 34 | 34 | 34 | 34 | 34 | 34 | 34 | 34 | 34 | 34 | 34 | 34 | 34 | 34 | 34 | 34 | 34 | 34
[8 empty] | Hydropower - NPD 6 | Advanced | 39 | 39 | 39 | 39 | 39 | 39 | 39 | 39 | 39 | 37 | 37 | 37 | 37 | 37 | 37 | 37 | 37 | 37 | 37 | 33 | 33 | 33 | 33 | 33 | 33 | 33 | 33 | 33 | 33
[8 empty] | Hydropower - NPD 6 | Moderate | 39 | 39 | 39 | 39 | 39 | 39 | 39 | 39 | 39 | 39 | 39 | 39 | 39 | 39 | 39 | 39 | 39 | 39 | 39 | 37 | 37 | 37 | 37 | 37 | 37 | 37 | 37 | 37 | 37
[8 empty] | Hydropower - NPD 6 | Conservative | 39 | 39 | 39 | 39 | 39 | 39 | 39 | 39 | 39 | 39 | 39 | 39 | 39 | 39 | 39 | 39 | 39 | 39 | 39 | 39 | 39 | 39 | 39 | 39 | 39 | 39 | 39 | 39 | 39
[8 empty] | Hydropower - NPD 7 | Advanced | 67 | 67 | 67 | 67 | 67 | 67 | 67 | 67 | 67 | 63 | 63 | 63 | 63 | 63 | 63 | 63 | 63 | 63 | 63 | 58 | 58 | 58 | 58 | 58 | 58 | 58 | 58 | 58 | 58
[8 empty] | Hydropower - NPD 7 | Moderate | 67 | 67 | 67 | 67 | 67 | 67 | 67 | 67 | 67 | 67 | 67 | 67 | 67 | 67 | 67 | 67 | 67 | 67 | 67 | 64 | 64 | 64 | 64 | 64 | 64 | 64 | 64 | 64 | 64
[8 empty] | Hydropower - NPD 7 | Conservative | 67 | 67 | 67 | 67 | 67 | 67 | 67 | 67 | 67 | 67 | 67 | 67 | 67 | 67 | 67 | 67 | 67 | 67 | 67 | 67 | 67 | 67 | 67 | 67 | 67 | 67 | 67 | 67 | 67
[8 empty] | Hydropower - NPD 8 | Advanced | 204 | 204 | 204 | 204 | 204 | 204 | 204 | 204 | 204 | 194 | 194 | 194 | 194 | 194 | 194 | 194 | 194 | 194 | 194 | 176 | 176 | 176 | 176 | 176 | 176 | 176 | 176 | 176 | 176
[8 empty] | Hydropower - NPD 8 | Moderate | 204 | 204 | 204 | 204 | 204 | 204 | 204 | 204 | 204 | 204 | 204 | 204 | 204 | 204 | 204 | 204 | 204 | 204 | 204 | 196 | 196 | 196 | 196 | 196 | 196 | 196 | 196 | 196 | 196
[8 empty] | Hydropower - NPD 8 | Conservative | 204 | 204 | 204 | 204 | 204 | 204 | 204 | 204 | 204 | 204 | 204 | 204 | 204 | 204 | 204 | 204 | 204 | 204 | 204 | 204 | 204 | 204 | 204 | 204 | 204 | 204 | 204 | 204 | 204
[8 empty] | Hydropower - NSD 1 | Advanced | 129 | 125 | 121 | 117 | 112 | 109 | 105 | 102 | 98 | 95 | 92 | 88 | 86 | 82 | 80 | 77 | 77 | 77 | 76 | 76 | 76 | 74 | 74 | 73 | 73 | 73 | 72 | 72 | 72
[8 empty] | Hydropower - NSD 1 | Moderate | 155 | 155 | 155 | 155 | 155 | 155 | 155 | 155 | 155 | 155 | 155 | 155 | 155 | 155 | 155 | 155 | 155 | 155 | 155 | 155 | 155 | 155 | 155 | 155 | 155 | 155 | 155 | 155 | 155
[8 empty] | Hydropower - NSD 1 | Conservative | 155 | 155 | 155 | 155 | 155 | 155 | 155 | 155 | 155 | 155 | 155 | 155 | 155 | 155 | 155 | 155 | 155 | 155 | 155 | 155 | 155 | 155 | 155 | 155 | 155 | 155 | 155 | 155 | 155
[8 empty] | Hydropower - NSD 2 | Advanced | 42 | 41 | 39 | 38 | 37 | 35 | 34 | 33 | 32 | 31 | 30 | 29 | 27 | 27 | 26 | 25 | 25 | 25 | 25 | 24 | 24 | 24 | 24 | 24 | 24 | 24 | 24 | 24 | 23
[8 empty] | Hydropower - NSD 2 | Moderate | 50 | 50 | 50 | 50 | 50 | 50 | 50 | 50 | 50 | 50 | 50 | 50 | 50 | 50 | 50 | 50 | 50 | 50 | 50 | 50 | 50 | 50 | 50 | 50 | 50 | 50 | 50 | 50 | 50
[8 empty] | Hydropower - NSD 2 | Conservative | 50 | 50 | 50 | 50 | 50 | 50 | 50 | 50 | 50 | 50 | 50 | 50 | 50 | 50 | 50 | 50 | 50 | 50 | 50 | 50 | 50 | 50 | 50 | 50 | 50 | 50 | 50 | 50 | 50
[8 empty] | Hydropower - NSD 3 | Advanced | 121 | 118 | 113 | 110 | 106 | 103 | 98 | 96 | 93 | 89 | 86 | 84 | 80 | 78 | 76 | 72 | 72 | 72 | 71 | 71 | 71 | 70 | 70 | 70 | 69 | 69 | 69 | 68 | 68
[8 empty] | Hydropower - NSD 3 | Moderate | 145 | 145 | 145 | 145 | 145 | 145 | 145 | 145 | 145 | 145 | 145 | 145 | 145 | 145 | 145 | 145 | 145 | 145 | 145 | 145 | 145 | 145 | 145 | 145 | 145 | 145 | 145 | 145 | 145
[8 empty] | Hydropower - NSD 3 | Conservative | 145 | 145 | 145 | 145 | 145 | 145 | 145 | 145 | 145 | 145 | 145 | 145 | 145 | 145 | 145 | 145 | 145 | 145 | 145 | 145 | 145 | 145 | 145 | 145 | 145 | 145 | 145 | 145 | 145
[8 empty] | Hydropower - NSD 4 | Advanced | 30 | 29 | 27 | 27 | 26 | 25 | 24 | 24 | 23 | 22 | 22 | 21 | 19 | 19 | 18 | 18 | 17 | 17 | 17 | 17 | 17 | 17 | 17 | 17 | 17 | 17 | 17 | 17 | 17
[8 empty] | Hydropower - NSD 4 | Moderate | 35 | 35 | 35 | 35 | 35 | 35 | 35 | 35 | 35 | 35 | 35 | 35 | 35 | 35 | 35 | 35 | 35 | 35 | 35 | 35 | 35 | 35 | 35 | 35 | 35 | 35 | 35 | 35 | 35
[8 empty] | Hydropower - NSD 4 | Conservative | 35 | 35 | 35 | 35 | 35 | 35 | 35 | 35 | 35 | 35 | 35 | 35 | 35 | 35 | 35 | 35 | 35 | 35 | 35 | 35 | 35 | 35 | 35 | 35 | 35 | 35 | 35 | 35 | 35
[10 empty] | 2022 | 2023 | 2024 | 2025 | 2026 | 2027 | 2028 | 2029 | 2030 | 2031 | 2032 | 2033 | 2034 | 2035 | 2036 | 2037 | 2038 | 2039 | 2040 | 2041 | 2042 | 2043 | 2044 | 2045 | 2046 | 2047 | 2048 | 2049 | 2050
[7 empty] | Variable Operation and Maintenance Expenses ($/MWh) | Hydropower - NPD 1 | Advanced | 0 | 0 | 0 | 0 | 0 | 0 | 0 | 0 | 0 | 0 | 0 | 0 | 0 | 0 | 0 | 0 | 0 | 0 | 0 | 0 | 0 | 0 | 0 | 0 | 0 | 0 | 0 | 0 | 0
[8 empty] | Hydropower - NPD 1 | Moderate | 0 | 0 | 0 | 0 | 0 | 0 | 0 | 0 | 0 | 0 | 0 | 0 | 0 | 0 | 0 | 0 | 0 | 0 | 0 | 0 | 0 | 0 | 0 | 0 | 0 | 0 | 0 | 0 | 0
[8 empty] | Hydropower - NPD 1 | Conservative | 0 | 0 | 0 | 0 | 0 | 0 | 0 | 0 | 0 | 0 | 0 | 0 | 0 | 0 | 0 | 0 | 0 | 0 | 0 | 0 | 0 | 0 | 0 | 0 | 0 | 0 | 0 | 0 | 0
[8 empty] | Hydropower - NPD 2 | Advanced | 0 | 0 | 0 | 0 | 0 | 0 | 0 | 0 | 0 | 0 | 0 | 0 | 0 | 0 | 0 | 0 | 0 | 0 | 0 | 0 | 0 | 0 | 0 | 0 | 0 | 0 | 0 | 0 | 0
[8 empty] | Hydropower - NPD 2 | Moderate | 0 | 0 | 0 | 0 | 0 | 0 | 0 | 0 | 0 | 0 | 0 | 0 | 0 | 0 | 0 | 0 | 0 | 0 | 0 | 0 | 0 | 0 | 0 | 0 | 0 | 0 | 0 | 0 | 0
[8 empty] | Hydropower - NPD 2 | Conservative | 0 | 0 | 0 | 0 | 0 | 0 | 0 | 0 | 0 | 0 | 0 | 0 | 0 | 0 | 0 | 0 | 0 | 0 | 0 | 0 | 0 | 0 | 0 | 0 | 0 | 0 | 0 | 0 | 0
[8 empty] | Hydropower - NPD 3 | Advanced | 0 | 0 | 0 | 0 | 0 | 0 | 0 | 0 | 0 | 0 | 0 | 0 | 0 | 0 | 0 | 0 | 0 | 0 | 0 | 0 | 0 | 0 | 0 | 0 | 0 | 0 | 0 | 0 | 0
[8 empty] | Hydropower - NPD 3 | Moderate | 0 | 0 | 0 | 0 | 0 | 0 | 0 | 0 | 0 | 0 | 0 | 0 | 0 | 0 | 0 | 0 | 0 | 0 | 0 | 0 | 0 | 0 | 0 | 0 | 0 | 0 | 0 | 0 | 0
[8 empty] | Hydropower - NPD 3 | Conservative | 0 | 0 | 0 | 0 | 0 | 0 | 0 | 0 | 0 | 0 | 0 | 0 | 0 | 0 | 0 | 0 | 0 | 0 | 0 | 0 | 0 | 0 | 0 | 0 | 0 | 0 | 0 | 0 | 0
[8 empty] | Hydropower - NPD 4 | Advanced | 0 | 0 | 0 | 0 | 0 | 0 | 0 | 0 | 0 | 0 | 0 | 0 | 0 | 0 | 0 | 0 | 0 | 0 | 0 | 0 | 0 | 0 | 0 | 0 | 0 | 0 | 0 | 0 | 0
[8 empty] | Hydropower - NPD 4 | Moderate | 0 | 0 | 0 | 0 | 0 | 0 | 0 | 0 | 0 | 0 | 0 | 0 | 0 | 0 | 0 | 0 | 0 | 0 | 0 | 0 | 0 | 0 | 0 | 0 | 0 | 0 | 0 | 0 | 0
[8 empty] | Hydropower - NPD 4 | Conservative | 0 | 0 | 0 | 0 | 0 | 0 | 0 | 0 | 0 | 0 | 0 | 0 | 0 | 0 | 0 | 0 | 0 | 0 | 0 | 0 | 0 | 0 | 0 | 0 | 0 | 0 | 0 | 0 | 0
[8 empty] | Hydropower - NPD 5 | Advanced | 0 | 0 | 0 | 0 | 0 | 0 | 0 | 0 | 0 | 0 | 0 | 0 | 0 | 0 | 0 | 0 | 0 | 0 | 0 | 0 | 0 | 0 | 0 | 0 | 0 | 0 | 0 | 0 | 0
[8 empty] | Hydropower - NPD 5 | Moderate | 0 | 0 | 0 | 0 | 0 | 0 | 0 | 0 | 0 | 0 | 0 | 0 | 0 | 0 | 0 | 0 | 0 | 0 | 0 | 0 | 0 | 0 | 0 | 0 | 0 | 0 | 0 | 0 | 0
[8 empty] | Hydropower - NPD 5 | Conservative | 0 | 0 | 0 | 0 | 0 | 0 | 0 | 0 | 0 | 0 | 0 | 0 | 0 | 0 | 0 | 0 | 0 | 0 | 0 | 0 | 0 | 0 | 0 | 0 | 0 | 0 | 0 | 0 | 0
[8 empty] | Hydropower - NPD 6 | Advanced | 0 | 0 | 0 | 0 | 0 | 0 | 0 | 0 | 0 | 0 | 0 | 0 | 0 | 0 | 0 | 0 | 0 | 0 | 0 | 0 | 0 | 0 | 0 | 0 | 0 | 0 | 0 | 0 | 0
[8 empty] | Hydropower - NPD 6 | Moderate | 0 | 0 | 0 | 0 | 0 | 0 | 0 | 0 | 0 | 0 | 0 | 0 | 0 | 0 | 0 | 0 | 0 | 0 | 0 | 0 | 0 | 0 | 0 | 0 | 0 | 0 | 0 | 0 | 0
[8 empty] | Hydropower - NPD 6 | Conservative | 0 | 0 | 0 | 0 | 0 | 0 | 0 | 0 | 0 | 0 | 0 | 0 | 0 | 0 | 0 | 0 | 0 | 0 | 0 | 0 | 0 | 0 | 0 | 0 | 0 | 0 | 0 | 0 | 0
[8 empty] | Hydropower - NPD 7 | Advanced | 0 | 0 | 0 | 0 | 0 | 0 | 0 | 0 | 0 | 0 | 0 | 0 | 0 | 0 | 0 | 0 | 0 | 0 | 0 | 0 | 0 | 0 | 0 | 0 | 0 | 0 | 0 | 0 | 0
[8 empty] | Hydropower - NPD 7 | Moderate | 0 | 0 | 0 | 0 | 0 | 0 | 0 | 0 | 0 | 0 | 0 | 0 | 0 | 0 | 0 | 0 | 0 | 0 | 0 | 0 | 0 | 0 | 0 | 0 | 0 | 0 | 0 | 0 | 0
[8 empty] | Hydropower - NPD 7 | Conservative | 0 | 0 | 0 | 0 | 0 | 0 | 0 | 0 | 0 | 0 | 0 | 0 | 0 | 0 | 0 | 0 | 0 | 0 | 0 | 0 | 0 | 0 | 0 | 0 | 0 | 0 | 0 | 0 | 0
[8 empty] | Hydropower - NPD 8 | Advanced | 0 | 0 | 0 | 0 | 0 | 0 | 0 | 0 | 0 | 0 | 0 | 0 | 0 | 0 | 0 | 0 | 0 | 0 | 0 | 0 | 0 | 0 | 0 | 0 | 0 | 0 | 0 | 0 | 0
[8 empty] | Hydropower - NPD 8 | Moderate | 0 | 0 | 0 | 0 | 0 | 0 | 0 | 0 | 0 | 0 | 0 | 0 | 0 | 0 | 0 | 0 | 0 | 0 | 0 | 0 | 0 | 0 | 0 | 0 | 0 | 0 | 0 | 0 | 0
[8 empty] | Hydropower - NPD 8 | Conservative | 0 | 0 | 0 | 0 | 0 | 0 | 0 | 0 | 0 | 0 | 0 | 0 | 0 | 0 | 0 | 0 | 0 | 0 | 0 | 0 | 0 | 0 | 0 | 0 | 0 | 0 | 0 | 0 | 0
[8 empty] | Hydropower - NSD 1 | Advanced | 0 | 0 | 0 | 0 | 0 | 0 | 0 | 0 | 0 | 0 | 0 | 0 | 0 | 0 | 0 | 0 | 0 | 0 | 0 | 0 | 0 | 0 | 0 | 0 | 0 | 0 | 0 | 0 | 0
[8 empty] | Hydropower - NSD 1 | Moderate | 0 | 0 | 0 | 0 | 0 | 0 | 0 | 0 | 0 | 0 | 0 | 0 | 0 | 0 | 0 | 0 | 0 | 0 | 0 | 0 | 0 | 0 | 0 | 0 | 0 | 0 | 0 | 0 | 0
[8 empty] | Hydropower - NSD 1 | Conservative | 0 | 0 | 0 | 0 | 0 | 0 | 0 | 0 | 0 | 0 | 0 | 0 | 0 | 0 | 0 | 0 | 0 | 0 | 0 | 0 | 0 | 0 | 0 | 0 | 0 | 0 | 0 | 0 | 0
[8 empty] | Hydropower - NSD 2 | Advanced | 0 | 0 | 0 | 0 | 0 | 0 | 0 | 0 | 0 | 0 | 0 | 0 | 0 | 0 | 0 | 0 | 0 | 0 | 0 | 0 | 0 | 0 | 0 | 0 | 0 | 0 | 0 | 0 | 0
[8 empty] | Hydropower - NSD 2 | Moderate | 0 | 0 | 0 | 0 | 0 | 0 | 0 | 0 | 0 | 0 | 0 | 0 | 0 | 0 | 0 | 0 | 0 | 0 | 0 | 0 | 0 | 0 | 0 | 0 | 0 | 0 | 0 | 0 | 0
[8 empty] | Hydropower - NSD 2 | Conservative | 0 | 0 | 0 | 0 | 0 | 0 | 0 | 0 | 0 | 0 | 0 | 0 | 0 | 0 | 0 | 0 | 0 | 0 | 0 | 0 | 0 | 0 | 0 | 0 | 0 | 0 | 0 | 0 | 0
[8 empty] | Hydropower - NSD 3 | Advanced | 0 | 0 | 0 | 0 | 0 | 0 | 0 | 0 | 0 | 0 | 0 | 0 | 0 | 0 | 0 | 0 | 0 | 0 | 0 | 0 | 0 | 0 | 0 | 0 | 0 | 0 | 0 | 0 | 0
[8 empty] | Hydropower - NSD 3 | Moderate | 0 | 0 | 0 | 0 | 0 | 0 | 0 | 0 | 0 | 0 | 0 | 0 | 0 | 0 | 0 | 0 | 0 | 0 | 0 | 0 | 0 | 0 | 0 | 0 | 0 | 0 | 0 | 0 | 0
[8 empty] | Hydropower - NSD 3 | Conservative | 0 | 0 | 0 | 0 | 0 | 0 | 0 | 0 | 0 | 0 | 0 | 0 | 0 | 0 | 0 | 0 | 0 | 0 | 0 | 0 | 0 | 0 | 0 | 0 | 0 | 0 | 0 | 0 | 0
[8 empty] | Hydropower - NSD 4 | Advanced | 0 | 0 | 0 | 0 | 0 | 0 | 0 | 0 | 0 | 0 | 0 | 0 | 0 | 0 | 0 | 0 | 0 | 0 | 0 | 0 | 0 | 0 | 0 | 0 | 0 | 0 | 0 | 0 | 0
[8 empty] | Hydropower - NSD 4 | Moderate | 0 | 0 | 0 | 0 | 0 | 0 | 0 | 0 | 0 | 0 | 0 | 0 | 0 | 0 | 0 | 0 | 0 | 0 | 0 | 0 | 0 | 0 | 0 | 0 | 0 | 0 | 0 | 0 | 0
[8 empty] | Hydropower - NSD 4 | Conservative | 0 | 0 | 0 | 0 | 0 | 0 | 0 | 0 | 0 | 0 | 0 | 0 | 0 | 0 | 0 | 0 | 0 | 0 | 0 | 0 | 0 | 0 | 0 | 0 | 0 | 0 | 0 | 0 | 0
[10 empty] | 2022 | 2023 | 2024 | 2025 | 2026 | 2027 | 2028 | 2029 | 2030 | 2031 | 2032 | 2033 | 2034 | 2035 | 2036 | 2037 | 2038 | 2039 | 2040 | 2041 | 2042 | 2043 | 2044 | 2045 | 2046 | 2047 | 2048 | 2049 | 2050
[5 empty] | Grid Connection Costs |  | Grid Connection Costs (GCC) ($/kW) | Hydropower - NPD 1 | Advanced | 0 | 0 | 0 | 0 | 0 | 0 | 0 | 0 | 0 | 0 | 0 | 0 | 0 | 0 | 0 | 0 | 0 | 0 | 0 | 0 | 0 | 0 | 0 | 0 | 0 | 0 | 0 | 0 | 0
[8 empty] | Hydropower - NPD 1 | Moderate | 0 | 0 | 0 | 0 | 0 | 0 | 0 | 0 | 0 | 0 | 0 | 0 | 0 | 0 | 0 | 0 | 0 | 0 | 0 | 0 | 0 | 0 | 0 | 0 | 0 | 0 | 0 | 0 | 0
[8 empty] | Hydropower - NPD 1 | Conservative | 0 | 0 | 0 | 0 | 0 | 0 | 0 | 0 | 0 | 0 | 0 | 0 | 0 | 0 | 0 | 0 | 0 | 0 | 0 | 0 | 0 | 0 | 0 | 0 | 0 | 0 | 0 | 0 | 0
[8 empty] | Hydropower - NPD 2 | Advanced | 104 | 104 | 104 | 104 | 104 | 104 | 104 | 104 | 104 | 99 | 99 | 99 | 99 | 99 | 99 | 99 | 99 | 99 | 99 | 90 | 90 | 90 | 90 | 90 | 90 | 90 | 90 | 90 | 90
[8 empty] | Hydropower - NPD 2 | Moderate | 104 | 104 | 104 | 104 | 104 | 104 | 104 | 104 | 104 | 104 | 104 | 104 | 104 | 104 | 104 | 104 | 104 | 104 | 104 | 104 | 104 | 104 | 104 | 104 | 104 | 104 | 104 | 104 | 104
[8 empty] | Hydropower - NPD 2 | Conservative | 104 | 104 | 104 | 104 | 104 | 104 | 104 | 104 | 104 | 104 | 104 | 104 | 104 | 104 | 104 | 104 | 104 | 104 | 104 | 100 | 100 | 100 | 100 | 100 | 100 | 100 | 100 | 100 | 100
[8 empty] | Hydropower - NPD 3 | Advanced | 77 | 77 | 77 | 77 | 77 | 77 | 77 | 77 | 77 | 73 | 73 | 73 | 73 | 73 | 73 | 73 | 73 | 73 | 73 | 66 | 66 | 66 | 66 | 66 | 66 | 66 | 66 | 66 | 66
[8 empty] | Hydropower - NPD 3 | Moderate | 77 | 77 | 77 | 77 | 77 | 77 | 77 | 77 | 77 | 77 | 77 | 77 | 77 | 77 | 77 | 77 | 77 | 77 | 77 | 77 | 77 | 77 | 77 | 77 | 77 | 77 | 77 | 77 | 77
[8 empty] | Hydropower - NPD 3 | Conservative | 77 | 77 | 77 | 77 | 77 | 77 | 77 | 77 | 77 | 77 | 77 | 77 | 77 | 77 | 77 | 77 | 77 | 77 | 77 | 73 | 73 | 73 | 73 | 73 | 73 | 73 | 73 | 73 | 73
[8 empty] | Hydropower - NPD 4 | Advanced | 129 | 129 | 129 | 129 | 129 | 129 | 129 | 129 | 129 | 122 | 122 | 122 | 122 | 122 | 122 | 122 | 122 | 122 | 122 | 111 | 111 | 111 | 111 | 111 | 111 | 111 | 111 | 111 | 111
[8 empty] | Hydropower - NPD 4 | Moderate | 129 | 129 | 129 | 129 | 129 | 129 | 129 | 129 | 129 | 129 | 129 | 129 | 129 | 129 | 129 | 129 | 129 | 129 | 129 | 129 | 129 | 129 | 129 | 129 | 129 | 129 | 129 | 129 | 129
[8 empty] | Hydropower - NPD 4 | Conservative | 129 | 129 | 129 | 129 | 129 | 129 | 129 | 129 | 129 | 129 | 129 | 129 | 129 | 129 | 129 | 129 | 129 | 129 | 129 | 124 | 124 | 124 | 124 | 124 | 124 | 124 | 124 | 124 | 124
[8 empty] | Hydropower - NPD 5 | Advanced | 69 | 69 | 69 | 69 | 69 | 69 | 69 | 69 | 69 | 72 | 72 | 72 | 72 | 72 | 72 | 72 | 72 | 72 | 72 | 66 | 66 | 66 | 66 | 66 | 66 | 66 | 66 | 66 | 66
[8 empty] | Hydropower - NPD 5 | Moderate | 69 | 69 | 69 | 69 | 69 | 69 | 69 | 69 | 69 | 69 | 69 | 69 | 69 | 69 | 69 | 69 | 69 | 69 | 69 | 69 | 69 | 69 | 69 | 69 | 69 | 69 | 69 | 69 | 69
[8 empty] | Hydropower - NPD 5 | Conservative | 69 | 69 | 69 | 69 | 69 | 69 | 69 | 69 | 69 | 76 | 76 | 76 | 76 | 76 | 76 | 76 | 76 | 76 | 76 | 73 | 73 | 73 | 73 | 73 | 73 | 73 | 73 | 73 | 73
[8 empty] | Hydropower - NPD 6 | Advanced | 69 | 69 | 69 | 69 | 69 | 69 | 69 | 69 | 69 | 72 | 72 | 72 | 72 | 72 | 72 | 72 | 72 | 72 | 72 | 66 | 66 | 66 | 66 | 66 | 66 | 66 | 66 | 66 | 66
[8 empty] | Hydropower - NPD 6 | Moderate | 69 | 69 | 69 | 69 | 69 | 69 | 69 | 69 | 69 | 69 | 69 | 69 | 69 | 69 | 69 | 69 | 69 | 69 | 69 | 69 | 69 | 69 | 69 | 69 | 69 | 69 | 69 | 69 | 69
[8 empty] | Hydropower - NPD 6 | Conservative | 69 | 69 | 69 | 69 | 69 | 69 | 69 | 69 | 69 | 76 | 76 | 76 | 76 | 76 | 76 | 76 | 76 | 76 | 76 | 73 | 73 | 73 | 73 | 73 | 73 | 73 | 73 | 73 | 73
[8 empty] | Hydropower - NPD 7 | Advanced | 89 | 89 | 89 | 89 | 89 | 89 | 89 | 89 | 89 | 74 | 74 | 74 | 74 | 74 | 74 | 74 | 74 | 74 | 74 | 67 | 67 | 67 | 67 | 67 | 67 | 67 | 67 | 67 | 67
[8 empty] | Hydropower - NPD 7 | Moderate | 89 | 89 | 89 | 89 | 89 | 89 | 89 | 89 | 89 | 89 | 89 | 89 | 89 | 89 | 89 | 89 | 89 | 89 | 89 | 89 | 89 | 89 | 89 | 89 | 89 | 89 | 89 | 89 | 89
[8 empty] | Hydropower - NPD 7 | Conservative | 89 | 89 | 89 | 89 | 89 | 89 | 89 | 89 | 89 | 78 | 78 | 78 | 78 | 78 | 78 | 78 | 78 | 78 | 78 | 75 | 75 | 75 | 75 | 75 | 75 | 75 | 75 | 75 | 75
[8 empty] | Hydropower - NPD 8 | Advanced | 153 | 153 | 153 | 153 | 153 | 153 | 153 | 153 | 153 | 145 | 145 | 145 | 145 | 145 | 145 | 145 | 145 | 145 | 145 | 132 | 132 | 132 | 132 | 132 | 132 | 132 | 132 | 132 | 132
[8 empty] | Hydropower - NPD 8 | Moderate | 153 | 153 | 153 | 153 | 153 | 153 | 153 | 153 | 153 | 153 | 153 | 153 | 153 | 153 | 153 | 153 | 153 | 153 | 153 | 153 | 153 | 153 | 153 | 153 | 153 | 153 | 153 | 153 | 153
[8 empty] | Hydropower - NPD 8 | Conservative | 153 | 153 | 153 | 153 | 153 | 153 | 153 | 153 | 153 | 153 | 153 | 153 | 153 | 153 | 153 | 153 | 153 | 153 | 153 | 147 | 147 | 147 | 147 | 147 | 147 | 147 | 147 | 147 | 147
[8 empty] | Hydropower - NSD 1 | Advanced | 108 | 108 | 108 | 108 | 108 | 108 | 108 | 108 | 108 | 108 | 108 | 108 | 108 | 108 | 108 | 108 | 108 | 108 | 108 | 108 | 108 | 108 | 108 | 108 | 108 | 108 | 108 | 108 | 108
[8 empty] | Hydropower - NSD 1 | Moderate | 108 | 108 | 108 | 108 | 108 | 108 | 108 | 108 | 108 | 108 | 108 | 108 | 108 | 108 | 108 | 108 | 108 | 108 | 108 | 108 | 108 | 108 | 108 | 108 | 108 | 108 | 108 | 108 | 108
[8 empty] | Hydropower - NSD 1 | Conservative | 108 | 108 | 108 | 108 | 108 | 108 | 108 | 108 | 108 | 108 | 108 | 108 | 108 | 108 | 108 | 108 | 108 | 108 | 108 | 108 | 108 | 108 | 108 | 108 | 108 | 108 | 108 | 108 | 108
[8 empty] | Hydropower - NSD 2 | Advanced | 108 | 108 | 108 | 108 | 108 | 108 | 108 | 108 | 108 | 108 | 108 | 108 | 108 | 108 | 108 | 108 | 108 | 108 | 108 | 108 | 108 | 108 | 108 | 108 | 108 | 108 | 108 | 108 | 108
[8 empty] | Hydropower - NSD 2 | Moderate | 108 | 108 | 108 | 108 | 108 | 108 | 108 | 108 | 108 | 108 | 108 | 108 | 108 | 108 | 108 | 108 | 108 | 108 | 108 | 108 | 108 | 108 | 108 | 108 | 108 | 108 | 108 | 108 | 108
[8 empty] | Hydropower - NSD 2 | Conservative | 108 | 108 | 108 | 108 | 108 | 108 | 108 | 108 | 108 | 108 | 108 | 108 | 108 | 108 | 108 | 108 | 108 | 108 | 108 | 108 | 108 | 108 | 108 | 108 | 108 | 108 | 108 | 108 | 108
[8 empty] | Hydropower - NSD 3 | Advanced | 108 | 108 | 108 | 108 | 108 | 108 | 108 | 108 | 108 | 108 | 108 | 108 | 108 | 108 | 108 | 108 | 108 | 108 | 108 | 108 | 108 | 108 | 108 | 108 | 108 | 108 | 108 | 108 | 108
[8 empty] | Hydropower - NSD 3 | Moderate | 108 | 108 | 108 | 108 | 108 | 108 | 108 | 108 | 108 | 108 | 108 | 108 | 108 | 108 | 108 | 108 | 108 | 108 | 108 | 108 | 108 | 108 | 108 | 108 | 108 | 108 | 108 | 108 | 108
[8 empty] | Hydropower - NSD 3 | Conservative | 108 | 108 | 108 | 108 | 108 | 108 | 108 | 108 | 108 | 108 | 108 | 108 | 108 | 108 | 108 | 108 | 108 | 108 | 108 | 108 | 108 | 108 | 108 | 108 | 108 | 108 | 108 | 108 | 108
[8 empty] | Hydropower - NSD 4 | Advanced | 108 | 108 | 108 | 108 | 108 | 108 | 108 | 108 | 108 | 108 | 108 | 108 | 108 | 108 | 108 | 108 | 108 | 108 | 108 | 108 | 108 | 108 | 108 | 108 | 108 | 108 | 108 | 108 | 108
[8 empty] | Hydropower - NSD 4 | Moderate | 108 | 108 | 108 | 108 | 108 | 108 | 108 | 108 | 108 | 108 | 108 | 108 | 108 | 108 | 108 | 108 | 108 | 108 | 108 | 108 | 108 | 108 | 108 | 108 | 108 | 108 | 108 | 108 | 108
[8 empty] | Hydropower - NSD 4 | Conservative | 108 | 108 | 108 | 108 | 108 | 108 | 108 | 108 | 108 | 108 | 108 | 108 | 108 | 108 | 108 | 108 | 108 | 108 | 108 | 108 | 108 | 108 | 108 | 108 | 108 | 108 | 108 | 108 | 108
[10 empty] | 2022 | 2023 | 2024 | 2025 | 2026 | 2027 | 2028 | 2029 | 2030 | 2031 | 2032 | 2033 | 2034 | 2035 | 2036 | 2037 | 2038 | 2039 | 2040 | 2041 | 2042 | 2043 | 2044 | 2045 | 2046 | 2047 | 2048 | 2049 | 2050
[5 empty] | LCOE |  | Levelized Cost of Energy ($/MWh) | Hydropower - NPD 1 | Advanced | 95.4263 | 84.5979 | 84.9435 | 81.857 | 81.364 | 80.8547 | 80.3618 | 79.8524 | 79.3595 | 77.2027 | 76.7755 | 76.3318 | 75.9046 | 75.4774 | 75.0502 | 74.623 | 74.1794 | 73.7522 | 73.325 | 70.5587 | 70.5587 | 70.5587 | 70.5587 | 70.5587 | 70.5587 | 70.5587 | 70.5587 | 70.5587 | 70.5587
[8 empty] | Hydropower - NPD 1 | Moderate | 95.4263 | 84.5979 | 84.9435 | 81.857 | 81.857 | 81.857 | 81.857 | 81.857 | 81.857 | 81.857 | 81.857 | 81.857 | 81.857 | 81.857 | 81.857 | 81.857 | 81.857 | 81.857 | 81.857 | 80.4746 | 80.4746 | 80.4746 | 80.4746 | 80.4746 | 80.4746 | 80.4746 | 80.4746 | 80.4746 | 80.4746
[8 empty] | Hydropower - NPD 1 | Conservative | 95.4263 | 84.5979 | 84.9435 | 81.857 | 81.857 | 81.857 | 81.857 | 81.857 | 81.857 | 81.857 | 81.857 | 81.857 | 81.857 | 81.857 | 81.857 | 81.857 | 81.857 | 81.857 | 79.8524 | 79.8537 | 79.8537 | 79.8537 | 79.8537 | 79.8537 | 79.8537 | 79.8537 | 79.8537 | 79.8537 | 79.8537
[8 empty] | Hydropower - NPD 2 | Advanced | 128.3594 | 109.1991 | 109.7446 | 104.8723 | 97.1358 | 89.3993 | 81.6628 | 73.9263 | 70.7446 | 69.1007 | 68.7297 | 68.3587 | 67.9734 | 67.6024 | 67.2314 | 66.8604 | 66.4895 | 66.1042 | 65.7332 | 63.2025 | 63.2025 | 63.2025 | 63.2025 | 63.2025 | 63.2025 | 63.2025 | 63.2025 | 63.2025 | 63.2025
[8 empty] | Hydropower - NPD 2 | Moderate | 128.3594 | 109.1991 | 109.7446 | 104.8723 | 101.2091 | 97.5458 | 93.8825 | 90.2192 | 150.5933 | 143.1021 | 135.6109 | 128.134 | 120.6429 | 113.1517 | 113.1517 | 113.1517 | 113.1517 | 113.1517 | 113.1517 | 112.2527 | 112.2527 | 112.2527 | 112.2527 | 112.2527 | 112.2527 | 112.2527 | 112.2527 | 112.2527 | 112.2527
[8 empty] | Hydropower - NPD 2 | Conservative | 128.3594 | 109.1991 | 109.7446 | 104.8723 | 104.8723 | 104.8723 | 104.8723 | 104.8723 | 67.5916 | 67.5916 | 67.5916 | 67.5916 | 67.5916 | 67.5916 | 67.5916 | 67.5916 | 67.5916 | 67.5916 | 65.9782 | 65.9263 | 65.9263 | 65.9263 | 65.9263 | 65.9263 | 65.9263 | 65.9263 | 65.9263 | 65.9263 | 65.9263
[8 empty] | Hydropower - NPD 3 | Advanced | 169.9748 | 144.7218 | 145.4135 | 139.2354 | 130.1656 | 121.1122 | 112.0424 | 102.9726 | 96.3289 | 93.6124 | 93.121 | 92.6296 | 92.1382 | 91.6299 | 91.1385 | 90.6471 | 90.1557 | 89.6644 | 89.156 | 85.4714 | 85.4714 | 85.4714 | 85.4714 | 85.4714 | 85.4714 | 85.4714 | 85.4714 | 85.4714 | 85.4714
[8 empty] | Hydropower - NPD 3 | Moderate | 169.9748 | 144.7218 | 145.4135 | 139.2354 | 134.9798 | 130.7407 | 126.4851 | 122.2295 | 182.0331 | 174.3404 | 166.6477 | 158.9719 | 151.2792 | 143.5865 | 143.5865 | 143.5865 | 143.5865 | 143.5865 | 143.5865 | 141.8055 | 141.8055 | 141.8055 | 141.8055 | 141.8055 | 141.8055 | 141.8055 | 141.8055 | 141.8055 | 141.8055
[8 empty] | Hydropower - NPD 3 | Conservative | 169.9748 | 144.7218 | 145.4135 | 139.2354 | 139.2354 | 139.2354 | 139.2354 | 139.2354 | 96.1866 | 96.1866 | 96.1866 | 96.1866 | 96.1866 | 96.1866 | 96.1866 | 96.1866 | 96.1866 | 96.1866 | 93.9685 | 93.9042 | 93.9042 | 93.9042 | 93.9042 | 93.9042 | 93.9042 | 93.9042 | 93.9042 | 93.9042 | 93.9042
[8 empty] | Hydropower - NPD 4 | Advanced | 309.1765 | 257.8085 | 259.1269 | 247.3516 | 231.9983 | 216.6592 | 201.3059 | 185.9669 | 169.9572 | 166.1548 | 165.1417 | 164.1286 | 163.1155 | 162.1024 | 161.0893 | 160.0905 | 159.0774 | 158.0643 | 157.0513 | 152.0904 | 152.0904 | 152.0904 | 152.0904 | 152.0904 | 152.0904 | 152.0904 | 152.0904 | 152.0904 | 152.0904
[8 empty] | Hydropower - NPD 4 | Moderate | 309.1765 | 257.8085 | 259.1269 | 247.3516 | 240.2599 | 233.1826 | 226.1052 | 219.0136 | 303.9705 | 292.641 | 281.3115 | 269.9963 | 258.6668 | 247.3516 | 247.3516 | 247.3516 | 247.3516 | 247.3516 | 247.3516 | 245.2537 | 245.2537 | 245.2537 | 245.2537 | 245.2537 | 245.2537 | 245.2537 | 245.2537 | 245.2537 | 245.2537
[8 empty] | Hydropower - NPD 4 | Conservative | 309.1765 | 257.8085 | 259.1269 | 247.3516 | 247.3516 | 247.3516 | 247.3516 | 247.3516 | 175.836 | 175.836 | 175.836 | 175.836 | 175.836 | 175.836 | 175.836 | 175.836 | 175.836 | 175.836 | 171.1415 | 171.0731 | 171.0731 | 171.0731 | 171.0731 | 171.0731 | 171.0731 | 171.0731 | 171.0731 | 171.0731 | 171.0731
[8 empty] | Hydropower - NPD 5 | Advanced | 90.6702 | 76.0199 | 76.4572 | 72.5515 | 73.623 | 74.7074 | 75.7789 | 76.8634 | 58.4802 | 57.8504 | 57.3856 | 56.9208 | 56.4658 | 56.001 | 55.5459 | 55.0812 | 54.6261 | 54.1613 | 53.6966 | 53.0282 | 53.0282 | 53.0282 | 53.0282 | 53.0282 | 53.0282 | 53.0282 | 53.0282 | 53.0282 | 53.0282
[8 empty] | Hydropower - NPD 5 | Moderate | 90.6702 | 76.0199 | 76.4572 | 72.5515 | 73.4422 | 74.3459 | 75.2367 | 76.1275 | 51.4798 | 52.0608 | 52.6514 | 53.242 | 53.823 | 54.4136 | 54.4136 | 54.4136 | 54.4136 | 54.4136 | 54.4136 | 54.211 | 54.211 | 54.211 | 54.211 | 54.211 | 54.211 | 54.211 | 54.211 | 54.211 | 54.211
[8 empty] | Hydropower - NPD 5 | Conservative | 90.6702 | 76.0199 | 76.4572 | 72.5515 | 72.5515 | 72.5515 | 72.5515 | 72.5515 | 81.5497 | 81.6401 | 81.6401 | 81.6401 | 81.6401 | 81.6401 | 81.6401 | 81.6401 | 81.6401 | 81.6401 | 78.7741 | 78.7371 | 78.7371 | 78.7371 | 78.7371 | 78.7371 | 78.7371 | 78.7371 | 78.7371 | 78.7371 | 78.7371
[8 empty] | Hydropower - NPD 6 | Advanced | 128.6994 | 106.0842 | 106.7127 | 101.0999 | 102.6649 | 104.2177 | 105.7704 | 107.3231 | 81.2231 | 80.202 | 79.5403 | 78.8878 | 78.2261 | 77.5644 | 76.9027 | 76.241 | 75.5794 | 74.9177 | 74.256 | 73.4286 | 73.4286 | 73.4286 | 73.4286 | 73.4286 | 73.4286 | 73.4286 | 73.4286 | 73.4286 | 73.4286
[8 empty] | Hydropower - NPD 6 | Moderate | 128.6994 | 106.0842 | 106.7127 | 101.0999 | 102.3938 | 103.6878 | 104.9817 | 106.2756 | 71.1875 | 72.0238 | 72.8693 | 73.7147 | 74.5602 | 75.3965 | 75.3965 | 75.3965 | 75.3965 | 75.3965 | 75.3965 | 75.0113 | 75.0113 | 75.0113 | 75.0113 | 75.0113 | 75.0113 | 75.0113 | 75.0113 | 75.0113 | 75.0113
[8 empty] | Hydropower - NPD 6 | Conservative | 128.6994 | 106.0842 | 106.7127 | 101.0999 | 101.0999 | 101.0999 | 101.0999 | 101.0999 | 114.0761 | 114.1624 | 114.1624 | 114.1624 | 114.1624 | 114.1624 | 114.1624 | 114.1624 | 114.1624 | 114.1624 | 110.0342 | 109.9998 | 109.9998 | 109.9998 | 109.9998 | 109.9998 | 109.9998 | 109.9998 | 109.9998 | 109.9998 | 109.9998
[8 empty] | Hydropower - NPD 7 | Advanced | 183.0119 | 149.2285 | 150.1249 | 142.1185 | 137.7807 | 133.4517 | 129.114 | 124.7763 | 116.6748 | 114.8939 | 113.945 | 113.0046 | 112.0642 | 111.1237 | 110.1833 | 109.2429 | 108.3025 | 107.3621 | 106.4217 | 105.473 | 105.473 | 105.473 | 105.473 | 105.473 | 105.473 | 105.473 | 105.473 | 105.473 | 105.473
[8 empty] | Hydropower - NPD 7 | Moderate | 183.0119 | 149.2285 | 150.1249 | 142.1185 | 140.518 | 138.9176 | 137.3085 | 135.7081 | 146.5476 | 144.7769 | 142.9978 | 141.2271 | 139.4564 | 137.6773 | 137.6773 | 137.6773 | 137.6773 | 137.6773 | 137.6773 | 137.1454 | 137.1454 | 137.1454 | 137.1454 | 137.1454 | 137.1454 | 137.1454 | 137.1454 | 137.1454 | 137.1454
[8 empty] | Hydropower - NPD 7 | Conservative | 183.0119 | 149.2285 | 150.1249 | 142.1185 | 142.1185 | 142.1185 | 142.1185 | 142.1185 | 126.0881 | 125.9919 | 125.9919 | 125.9919 | 125.9919 | 125.9919 | 125.9919 | 125.9919 | 125.9919 | 125.9919 | 121.4705 | 121.4471 | 121.4471 | 121.4471 | 121.4471 | 121.4471 | 121.4471 | 121.4471 | 121.4471 | 121.4471 | 121.4471
[8 empty] | Hydropower - NPD 8 | Advanced | 422.2097 | 346.9827 | 348.8736 | 331.9847 | 328.0265 | 324.0819 | 320.1372 | 316.1926 | 254.8631 | 250.5859 | 248.7268 | 246.8567 | 244.9977 | 243.1387 | 241.2796 | 239.4095 | 237.5505 | 235.6915 | 233.8325 | 229.5 | 229.5 | 229.5 | 229.5 | 229.5 | 229.5 | 229.5 | 229.5 | 229.5 | 229.5
[8 empty] | Hydropower - NPD 8 | Moderate | 422.2097 | 346.9827 | 348.8736 | 331.9847 | 331.334 | 330.6834 | 330.0327 | 329.3956 | 273.7079 | 273.1657 | 272.6235 | 272.0813 | 271.5501 | 271.0079 | 271.0079 | 271.0079 | 271.0079 | 271.0079 | 271.0079 | 269.15 | 269.15 | 269.15 | 269.15 | 269.15 | 269.15 | 269.15 | 269.15 | 269.15 | 269.15
[8 empty] | Hydropower - NPD 8 | Conservative | 422.2097 | 346.9827 | 348.8736 | 331.9847 | 331.9847 | 331.9847 | 331.9847 | 331.9847 | 325.4645 | 325.4645 | 325.4645 | 325.4645 | 325.4645 | 325.4645 | 325.4645 | 325.4645 | 325.4645 | 325.4645 | 314.8642 | 314.7895 | 314.7895 | 314.7895 | 314.7895 | 314.7895 | 314.7895 | 314.7895 | 314.7895 | 314.7895 | 314.7895
[8 empty] | Hydropower - NSD 1 | Advanced | 112.0549 | 94.9303 | 94.7185 | 89.739 | 88.8742 | 88.3553 | 87.6635 | 87.1446 | 86.4527 | 85.9338 | 85.4149 | 84.7231 | 84.3772 | 83.6853 | 83.3394 | 82.8205 | 82.8205 | 82.8205 | 82.6475 | 82.6494 | 82.6494 | 82.3034 | 82.3034 | 82.1305 | 82.1305 | 82.1305 | 81.9575 | 81.9575 | 81.9575
[8 empty] | Hydropower - NSD 1 | Moderate | 118.9234 | 101.9823 | 102.4746 | 98.0779 | 98.0779 | 98.0779 | 98.0779 | 98.0779 | 98.0779 | 98.0779 | 98.0779 | 98.0779 | 98.0779 | 98.0779 | 98.0779 | 98.0779 | 98.0779 | 98.0779 | 98.0779 | 98.0798 | 98.0798 | 98.0798 | 98.0798 | 98.0798 | 98.0798 | 98.0798 | 98.0798 | 98.0798 | 98.0798
[8 empty] | Hydropower - NSD 1 | Conservative | 119.4087 | 102.3636 | 102.8583 | 98.4394 | 98.4394 | 98.4394 | 98.4394 | 98.4394 | 98.4394 | 98.4394 | 98.4394 | 98.4394 | 98.4394 | 98.4394 | 98.4394 | 98.4394 | 98.4394 | 98.4394 | 98.4394 | 98.4412 | 98.4412 | 98.4412 | 98.4412 | 98.4412 | 98.4412 | 98.4412 | 98.4412 | 98.4412 | 98.4412
[8 empty] | Hydropower - NSD 2 | Advanced | 87.1241 | 72.6372 | 72.7205 | 68.714 | 68.541 | 68.1951 | 68.0221 | 67.8492 | 67.6762 | 67.5032 | 67.3303 | 67.1573 | 66.8114 | 66.8114 | 66.6384 | 66.4655 | 66.4655 | 66.4655 | 66.4655 | 66.2941 | 66.2941 | 66.2941 | 66.2941 | 66.2941 | 66.2941 | 66.2941 | 66.2941 | 66.2941 | 66.1211
[8 empty] | Hydropower - NSD 2 | Moderate | 90.6256 | 75.8576 | 76.2978 | 72.3669 | 72.3669 | 72.3669 | 72.3669 | 72.3669 | 72.3669 | 72.3669 | 72.3669 | 72.3669 | 72.3669 | 72.3669 | 72.3669 | 72.3669 | 72.3669 | 72.3669 | 72.3669 | 72.3685 | 72.3685 | 72.3685 | 72.3685 | 72.3685 | 72.3685 | 72.3685 | 72.3685 | 72.3685 | 72.3685
[8 empty] | Hydropower - NSD 2 | Conservative | 91.0557 | 76.1956 | 76.6379 | 72.6873 | 72.6873 | 72.6873 | 72.6873 | 72.6873 | 72.6873 | 72.6873 | 72.6873 | 72.6873 | 72.6873 | 72.6873 | 72.6873 | 72.6873 | 72.6873 | 72.6873 | 72.6873 | 72.6889 | 72.6889 | 72.6889 | 72.6889 | 72.6889 | 72.6889 | 72.6889 | 72.6889 | 72.6889 | 72.6889
[8 empty] | Hydropower - NSD 3 | Advanced | 105.7246 | 90.0895 | 89.6165 | 85.0658 | 84.3293 | 83.777 | 82.8564 | 82.4881 | 81.9357 | 81.1993 | 80.6469 | 80.2787 | 79.5422 | 79.1739 | 78.8057 | 78.0692 | 78.0692 | 78.0692 | 77.8851 | 77.8868 | 77.8868 | 77.7026 | 77.7026 | 77.7026 | 77.5185 | 77.5185 | 77.5185 | 77.3344 | 77.3344
[8 empty] | Hydropower - NSD 3 | Moderate | 112.3392 | 96.7857 | 97.2447 | 93.1455 | 93.1455 | 93.1455 | 93.1455 | 93.1455 | 93.1455 | 93.1455 | 93.1455 | 93.1455 | 93.1455 | 93.1455 | 93.1455 | 93.1455 | 93.1455 | 93.1455 | 93.1455 | 93.1472 | 93.1472 | 93.1472 | 93.1472 | 93.1472 | 93.1472 | 93.1472 | 93.1472 | 93.1472 | 93.1472
[8 empty] | Hydropower - NSD 3 | Conservative | 112.7971 | 97.1455 | 97.6068 | 93.4865 | 93.4865 | 93.4865 | 93.4865 | 93.4865 | 93.4865 | 93.4865 | 93.4865 | 93.4865 | 93.4865 | 93.4865 | 93.4865 | 93.4865 | 93.4865 | 93.4865 | 93.4865 | 93.4883 | 93.4883 | 93.4883 | 93.4883 | 93.4883 | 93.4883 | 93.4883 | 93.4883 | 93.4883 | 93.4883
[8 empty] | Hydropower - NSD 4 | Advanced | 75.3199 | 62.9187 | 62.9519 | 59.5654 | 59.3924 | 59.2195 | 59.0465 | 59.0465 | 58.8735 | 58.7006 | 58.7006 | 58.5276 | 58.1817 | 58.1817 | 58.0087 | 58.0087 | 57.8358 | 57.8358 | 57.8358 | 57.8372 | 57.8372 | 57.8372 | 57.8372 | 57.8372 | 57.8372 | 57.8372 | 57.8372 | 57.8372 | 57.8372
[8 empty] | Hydropower - NSD 4 | Moderate | 78.0488 | 65.4209 | 65.8097 | 62.3375 | 62.3375 | 62.3375 | 62.3375 | 62.3375 | 62.3375 | 62.3375 | 62.3375 | 62.3375 | 62.3375 | 62.3375 | 62.3375 | 62.3375 | 62.3375 | 62.3375 | 62.3375 | 62.3389 | 62.3389 | 62.3389 | 62.3389 | 62.3389 | 62.3389 | 62.3389 | 62.3389 | 62.3389 | 62.3389
[8 empty] | Hydropower - NSD 4 | Conservative | 78.4349 | 65.7242 | 66.115 | 62.625 | 62.625 | 62.625 | 62.625 | 62.625 | 62.625 | 62.625 | 62.625 | 62.625 | 62.625 | 62.625 | 62.625 | 62.625 | 62.625 | 62.625 | 62.625 | 62.6265 | 62.6265 | 62.6265 | 62.6265 | 62.6265 | 62.6265 | 62.6265 | 62.6265 | 62.6265 | 62.6265
[10 empty] | 2022 | 2023 | 2024 | 2025 | 2026 | 2027 | 2028 | 2029 | 2030 | 2031 | 2032 | 2033 | 2034 | 2035 | 2036 | 2037 | 2038 | 2039 | 2040 | 2041 | 2042 | 2043 | 2044 | 2045 | 2046 | 2047 | 2048 | 2049 | 2050
[7 empty] | Tax Credit | 10 year CRF | Advanced | 11.85% | 12.53% | 12.57% | 12.84% | 12.84% | 12.84% | 12.84% | 12.84% | 12.84% | 12.84% | 12.84% | 12.84% | 12.84% | 12.84% | 12.84% | 12.84% | 12.84% | 12.84% | 12.84% | 12.84% | 12.84% | 12.84% | 12.84% | 12.84% | 12.84% | 12.84% | 12.84% | 12.84% | 12.84%
[8 empty] | 10 year CRF | Moderate | 11.85% | 12.53% | 12.57% | 12.84% | 12.84% | 12.84% | 12.84% | 12.84% | 12.84% | 12.84% | 12.84% | 12.84% | 12.84% | 12.84% | 12.84% | 12.84% | 12.84% | 12.84% | 12.84% | 12.84% | 12.84% | 12.84% | 12.84% | 12.84% | 12.84% | 12.84% | 12.84% | 12.84% | 12.84%
[8 empty] | 10 year CRF | Conservative | 11.85% | 12.53% | 12.57% | 12.84% | 12.84% | 12.84% | 12.84% | 12.84% | 12.84% | 12.84% | 12.84% | 12.84% | 12.84% | 12.84% | 12.84% | 12.84% | 12.84% | 12.84% | 12.84% | 12.84% | 12.84% | 12.84% | 12.84% | 12.84% | 12.84% | 12.84% | 12.84% | 12.84% | 12.84%
[8 empty] | ITC Schedule | * | 0% | 30% | 30% | 30% | 30% | 30% | 30% | 30% | 30% | 30% | 30% | 30% | 30% | 30% | 30% | 30% | 30% | 30% | 30% | 30% | 30% | 30% | 30% | 30% | 30% | 30% | 30% | 30% | 30%
[6 empty] | MACRS |  | PTC | Advanced | 3.5726 | 0 | 0 | 0 | 0 | 0 | 0 | 0 | 0 | 0 | 0 | 0 | 0 | 0 | 0 | 0 | 0 | 0 | 0 | 0 | 0 | 0 | 0 | 0 | 0 | 0 | 0 | 0 | 0
[6 empty] | 0.2 |  | PTC | Moderate | 3.5726 | 0 | 0 | 0 | 0 | 0 | 0 | 0 | 0 | 0 | 0 | 0 | 0 | 0 | 0 | 0 | 0 | 0 | 0 | 0 | 0 | 0 | 0 | 0 | 0 | 0 | 0 | 0 | 0
[6 empty] | 0.32 |  | PTC | Conservative | 3.5726 | 0 | 0 | 0 | 0 | 0 | 0 | 0 | 0 | 0 | 0 | 0 | 0 | 0 | 0 | 0 | 0 | 0 | 0 | 0 | 0 | 0 | 0 | 0 | 0 | 0 | 0 | 0 | 0
[6 empty] | 0.192 |  | PVD | Advanced | 0.58528 | 0.54427 | 0.54426 | 0.82255 | 0.82255 | 0.82255 | 0.82255 | 0.82255 | 0.82255 | 0.82255 | 0.82255 | 0.82255 | 0.82255 | 0.82255 | 0.82255 | 0.82255 | 0.82255 | 0.82255 | 0.82255 | 0.82255 | 0.82255 | 0.82255 | 0.82255 | 0.82255 | 0.82255 | 0.82255 | 0.82255 | 0.82255 | 0.82255
[6 empty] | 0.1152 |  | PVD | Moderate | 0.58528 | 0.54427 | 0.54426 | 0.82255 | 0.82255 | 0.82255 | 0.82255 | 0.82255 | 0.82255 | 0.82255 | 0.82255 | 0.82255 | 0.82255 | 0.82255 | 0.82255 | 0.82255 | 0.82255 | 0.82255 | 0.82255 | 0.82255 | 0.82255 | 0.82255 | 0.82255 | 0.82255 | 0.82255 | 0.82255 | 0.82255 | 0.82255 | 0.82255
[6 empty] | 0.1152 |  | PVD | Conservative | 0.58528 | 0.54427 | 0.54426 | 0.82255 | 0.82255 | 0.82255 | 0.82255 | 0.82255 | 0.82255 | 0.82255 | 0.82255 | 0.82255 | 0.82255 | 0.82255 | 0.82255 | 0.82255 | 0.82255 | 0.82255 | 0.82255 | 0.82255 | 0.82255 | 0.82255 | 0.82255 | 0.82255 | 0.82255 | 0.82255 | 0.82255 | 0.82255 | 0.82255
[6 empty] | 0.0576 |  | PFF | Advanced | 1.1438 | 0.78228 | 0.78228 | 0.70029 | 0.70029 | 0.70029 | 0.70029 | 0.70029 | 0.70029 | 0.70029 | 0.70029 | 0.70029 | 0.70029 | 0.70029 | 0.70029 | 0.70029 | 0.70029 | 0.70029 | 0.70029 | 0.70029 | 0.70029 | 0.70029 | 0.70029 | 0.70029 | 0.70029 | 0.70029 | 0.70029 | 0.70029 | 0.70029
[8 empty] | PFF | Moderate | 1.1438 | 0.78228 | 0.78228 | 0.70029 | 0.70029 | 0.70029 | 0.70029 | 0.70029 | 0.70029 | 0.70029 | 0.70029 | 0.70029 | 0.70029 | 0.70029 | 0.70029 | 0.70029 | 0.70029 | 0.70029 | 0.70029 | 0.70029 | 0.70029 | 0.70029 | 0.70029 | 0.70029 | 0.70029 | 0.70029 | 0.70029 | 0.70029 | 0.70029
[8 empty] | PFF | Conservative | 1.1438 | 0.78228 | 0.78228 | 0.70029 | 0.70029 | 0.70029 | 0.70029 | 0.70029 | 0.70029 | 0.70029 | 0.70029 | 0.70029 | 0.70029 | 0.70029 | 0.70029 | 0.70029 | 0.70029 | 0.70029 | 0.70029 | 0.70029 | 0.70029 | 0.70029 | 0.70029 | 0.70029 | 0.70029 | 0.70029 | 0.70029 | 0.70029 | 0.70029
[6 empty] | MACRS | Depreciation Factor | Year |  | 2022 | 2023 | 2024 | 2025 | 2026 | 2027 | 2028 | 2029 | 2030 | 2031 | 2032 | 2033 | 2034 | 2035 | 2036 | 2037 | 2038 | 2039 | 2040 | 2041 | 2042 | 2043 | 2044 | 2045 | 2046 | 2047 | 2048 | 2049 | 2050
[6 empty] | 0.0375 |  | 1 |  | 0.94311 | 0.93462 | 0.93462 | 0.93075 | 0.93075 | 0.93075 | 0.93075 | 0.93075 | 0.93075 | 0.93075 | 0.93075 | 0.93075 | 0.93075 | 0.93075 | 0.93075 | 0.93075 | 0.93075 | 0.93075 | 0.93075 | 0.93075 | 0.93075 | 0.93075 | 0.93075 | 0.93075 | 0.93075 | 0.93075 | 0.93075 | 0.93075 | 0.93075
[6 empty] | 0.07219 |  | 2 |  | 0.88947 | 0.87351 | 0.87351 | 0.8663 | 0.8663 | 0.8663 | 0.8663 | 0.8663 | 0.8663 | 0.8663 | 0.8663 | 0.8663 | 0.8663 | 0.8663 | 0.8663 | 0.8663 | 0.8663 | 0.8663 | 0.8663 | 0.8663 | 0.8663 | 0.8663 | 0.8663 | 0.8663 | 0.8663 | 0.8663 | 0.8663 | 0.8663 | 0.8663
[6 empty] | 0.06677 |  | 3 |  | 0.83887 | 0.8164 | 0.8164 | 0.80631 | 0.80631 | 0.80631 | 0.80631 | 0.80631 | 0.80631 | 0.80631 | 0.80631 | 0.80631 | 0.80631 | 0.80631 | 0.80631 | 0.80631 | 0.80631 | 0.80631 | 0.80631 | 0.80631 | 0.80631 | 0.80631 | 0.80631 | 0.80631 | 0.80631 | 0.80631 | 0.80631 | 0.80631 | 0.80631
[6 empty] | 0.06177 |  | 4 |  | 0.79115 | 0.76302 | 0.76302 | 0.75048 | 0.75048 | 0.75048 | 0.75048 | 0.75048 | 0.75048 | 0.75048 | 0.75048 | 0.75048 | 0.75048 | 0.75048 | 0.75048 | 0.75048 | 0.75048 | 0.75048 | 0.75048 | 0.75047 | 0.75047 | 0.75047 | 0.75047 | 0.75047 | 0.75047 | 0.75047 | 0.75047 | 0.75047 | 0.75047
[6 empty] | 0.05713 |  | 5 |  | 0.74614 | 0.71313 | 0.71313 | 0.69851 | 0.69851 | 0.69851 | 0.69851 | 0.69851 | 0.69851 | 0.69851 | 0.69851 | 0.69851 | 0.69851 | 0.69851 | 0.69851 | 0.69851 | 0.69851 | 0.69851 | 0.69851 | 0.6985 | 0.6985 | 0.6985 | 0.6985 | 0.6985 | 0.6985 | 0.6985 | 0.6985 | 0.6985 | 0.6985
[6 empty] | 0.05285 |  | 6 |  | 0.7037 | 0.66651 | 0.6665 | 0.65014 | 0.65014 | 0.65014 | 0.65014 | 0.65014 | 0.65014 | 0.65014 | 0.65014 | 0.65014 | 0.65014 | 0.65014 | 0.65014 | 0.65014 | 0.65014 | 0.65014 | 0.65014 | 0.65013 | 0.65013 | 0.65013 | 0.65013 | 0.65013 | 0.65013 | 0.65013 | 0.65013 | 0.65013 | 0.65013
[6 empty] | 0.04888 |  | 7 |  | 0.66367 | 0.62293 | 0.62293 | 0.60512 | 0.60512 | 0.60512 | 0.60512 | 0.60512 | 0.60512 | 0.60512 | 0.60512 | 0.60512 | 0.60512 | 0.60512 | 0.60512 | 0.60512 | 0.60512 | 0.60512 | 0.60512 | 0.60511 | 0.60511 | 0.60511 | 0.60511 | 0.60511 | 0.60511 | 0.60511 | 0.60511 | 0.60511 | 0.60511
[6 empty] | 0.04522 |  | 8 |  | 0.62592 | 0.5822 | 0.5822 | 0.56322 | 0.56322 | 0.56322 | 0.56322 | 0.56322 | 0.56322 | 0.56322 | 0.56322 | 0.56322 | 0.56322 | 0.56322 | 0.56322 | 0.56322 | 0.56322 | 0.56322 | 0.56322 | 0.56321 | 0.56321 | 0.56321 | 0.56321 | 0.56321 | 0.56321 | 0.56321 | 0.56321 | 0.56321 | 0.56321
[6 empty] | 0.04462 |  | 9 |  | 0.59031 | 0.54414 | 0.54413 | 0.52422 | 0.52422 | 0.52422 | 0.52422 | 0.52422 | 0.52422 | 0.52422 | 0.52422 | 0.52422 | 0.52422 | 0.52422 | 0.52422 | 0.52422 | 0.52422 | 0.52422 | 0.52422 | 0.52421 | 0.52421 | 0.52421 | 0.52421 | 0.52421 | 0.52421 | 0.52421 | 0.52421 | 0.52421 | 0.52421
[6 empty] | 0.04462 |  | 10 |  | 0.55673 | 0.50856 | 0.50855 | 0.48792 | 0.48792 | 0.48792 | 0.48792 | 0.48792 | 0.48792 | 0.48792 | 0.48792 | 0.48792 | 0.48792 | 0.48792 | 0.48792 | 0.48792 | 0.48792 | 0.48792 | 0.48792 | 0.48791 | 0.48791 | 0.48791 | 0.48791 | 0.48791 | 0.48791 | 0.48791 | 0.48791 | 0.48791 | 0.48791
[6 empty] | 0.04462 |  | 11 |  | 0.52506 | 0.47531 | 0.4753 | 0.45413 | 0.45413 | 0.45413 | 0.45413 | 0.45413 | 0.45413 | 0.45413 | 0.45413 | 0.45413 | 0.45413 | 0.45413 | 0.45413 | 0.45413 | 0.45413 | 0.45413 | 0.45413 | 0.45412 | 0.45412 | 0.45412 | 0.45412 | 0.45412 | 0.45412 | 0.45412 | 0.45412 | 0.45412 | 0.45412
[6 empty] | 0.04462 |  | 12 |  | 0.49519 | 0.44423 | 0.44423 | 0.42268 | 0.42268 | 0.42268 | 0.42268 | 0.42268 | 0.42268 | 0.42268 | 0.42268 | 0.42268 | 0.42268 | 0.42268 | 0.42268 | 0.42268 | 0.42268 | 0.42268 | 0.42268 | 0.42267 | 0.42267 | 0.42267 | 0.42267 | 0.42267 | 0.42267 | 0.42267 | 0.42267 | 0.42267 | 0.42267
[6 empty] | 0.04462 |  | 13 |  | 0.46702 | 0.41519 | 0.41518 | 0.39341 | 0.39341 | 0.39341 | 0.39341 | 0.39341 | 0.39341 | 0.39341 | 0.39341 | 0.39341 | 0.39341 | 0.39341 | 0.39341 | 0.39341 | 0.39341 | 0.39341 | 0.39341 | 0.3934 | 0.3934 | 0.3934 | 0.3934 | 0.3934 | 0.3934 | 0.3934 | 0.3934 | 0.3934 | 0.3934
[6 empty] | 0.04462 |  | 14 |  | 0.44046 | 0.38804 | 0.38804 | 0.36617 | 0.36617 | 0.36617 | 0.36617 | 0.36617 | 0.36617 | 0.36617 | 0.36617 | 0.36617 | 0.36617 | 0.36617 | 0.36617 | 0.36617 | 0.36617 | 0.36617 | 0.36617 | 0.36616 | 0.36616 | 0.36616 | 0.36616 | 0.36616 | 0.36616 | 0.36616 | 0.36616 | 0.36616 | 0.36616
[6 empty] | 0.04462 |  | 15 |  | 0.4154 | 0.36267 | 0.36267 | 0.34081 | 0.34081 | 0.34081 | 0.34081 | 0.34081 | 0.34081 | 0.34081 | 0.34081 | 0.34081 | 0.34081 | 0.34081 | 0.34081 | 0.34081 | 0.34081 | 0.34081 | 0.34081 | 0.3408 | 0.3408 | 0.3408 | 0.3408 | 0.3408 | 0.3408 | 0.3408 | 0.3408 | 0.3408 | 0.3408
[6 empty] | 0.04462 |  | 16 |  | 0.39177 | 0.33896 | 0.33895 | 0.31721 | 0.31721 | 0.31721 | 0.31721 | 0.31721 | 0.31721 | 0.31721 | 0.31721 | 0.31721 | 0.31721 | 0.31721 | 0.31721 | 0.31721 | 0.31721 | 0.31721 | 0.31721 | 0.3172 | 0.3172 | 0.3172 | 0.3172 | 0.3172 | 0.3172 | 0.3172 | 0.3172 | 0.3172 | 0.3172
[6 empty] | 0.04462 |  | 17 |  | 0.36949 | 0.3168 | 0.31679 | 0.29525 | 0.29525 | 0.29525 | 0.29525 | 0.29525 | 0.29525 | 0.29525 | 0.29525 | 0.29525 | 0.29525 | 0.29525 | 0.29525 | 0.29525 | 0.29525 | 0.29525 | 0.29525 | 0.29524 | 0.29524 | 0.29524 | 0.29524 | 0.29524 | 0.29524 | 0.29524 | 0.29524 | 0.29524 | 0.29524
[6 empty] | 0.04462 |  | 18 |  | 0.34847 | 0.29609 | 0.29608 | 0.2748 | 0.2748 | 0.2748 | 0.2748 | 0.2748 | 0.2748 | 0.2748 | 0.2748 | 0.2748 | 0.2748 | 0.2748 | 0.2748 | 0.2748 | 0.2748 | 0.2748 | 0.2748 | 0.27479 | 0.27479 | 0.27479 | 0.27479 | 0.27479 | 0.27479 | 0.27479 | 0.27479 | 0.27479 | 0.27479
[6 empty] | 0.04462 |  | 19 |  | 0.32864 | 0.27673 | 0.27672 | 0.25577 | 0.25577 | 0.25577 | 0.25577 | 0.25577 | 0.25577 | 0.25577 | 0.25577 | 0.25577 | 0.25577 | 0.25577 | 0.25577 | 0.25577 | 0.25577 | 0.25577 | 0.25577 | 0.25576 | 0.25576 | 0.25576 | 0.25576 | 0.25576 | 0.25576 | 0.25576 | 0.25576 | 0.25576 | 0.25576
[6 empty] | 0.04462 |  | 20 |  | 0.30995 | 0.25863 | 0.25863 | 0.23806 | 0.23806 | 0.23806 | 0.23806 | 0.23806 | 0.23806 | 0.23806 | 0.23806 | 0.23806 | 0.23806 | 0.23806 | 0.23806 | 0.23806 | 0.23806 | 0.23806 | 0.23806 | 0.23805 | 0.23805 | 0.23805 | 0.23805 | 0.23805 | 0.23805 | 0.23805 | 0.23805 | 0.23805 | 0.23805
[6 empty] | 0.0223 |  | 21 |  | 0.29232 | 0.24172 | 0.24172 | 0.22158 | 0.22158 | 0.22158 | 0.22158 | 0.22158 | 0.22158 | 0.22158 | 0.22158 | 0.22158 | 0.22158 | 0.22158 | 0.22158 | 0.22158 | 0.22158 | 0.22158 | 0.22158 | 0.22157 | 0.22157 | 0.22157 | 0.22157 | 0.22157 | 0.22157 | 0.22157 | 0.22157 | 0.22157 | 0.22157
[10 empty] | 2022 | 2023 | 2024 | 2025 | 2026 | 2027 | 2028 | 2029 | 2030 | 2031 | 2032 | 2033 | 2034 | 2035 | 2036 | 2037 | 2038 | 2039 | 2040 | 2041 | 2042 | 2043 | 2044 | 2045 | 2046 | 2047 | 2048 | 2049 | 2050
[7 empty] | Construction Finance Factor | CFF | Advanced | 1.0645 | 1.0645 | 1.0645 | 1.0645 | 1.0645 | 1.0645 | 1.0645 | 1.0645 | 1.0645 | 1.0645 | 1.0645 | 1.0645 | 1.0645 | 1.0645 | 1.0645 | 1.0645 | 1.0645 | 1.0645 | 1.0645 | 1.0645 | 1.0645 | 1.0645 | 1.0645 | 1.0645 | 1.0645 | 1.0645 | 1.0645 | 1.0645 | 1.0645
[8 empty] | CFF | Moderate | 1.0645 | 1.0645 | 1.0645 | 1.0645 | 1.0645 | 1.0645 | 1.0645 | 1.0645 | 1.0645 | 1.0645 | 1.0645 | 1.0645 | 1.0645 | 1.0645 | 1.0645 | 1.0645 | 1.0645 | 1.0645 | 1.0645 | 1.0645 | 1.0645 | 1.0645 | 1.0645 | 1.0645 | 1.0645 | 1.0645 | 1.0645 | 1.0645 | 1.0645
[8 empty] | CFF | Conservative | 1.0645 | 1.0645 | 1.0645 | 1.0645 | 1.0645 | 1.0645 | 1.0645 | 1.0645 | 1.0645 | 1.0645 | 1.0645 | 1.0645 | 1.0645 | 1.0645 | 1.0645 | 1.0645 | 1.0645 | 1.0645 | 1.0645 | 1.0645 | 1.0645 | 1.0645 | 1.0645 | 1.0645 | 1.0645 | 1.0645 | 1.0645 | 1.0645 | 1.0645
[8 empty] | Accumulated Interest - Year 1 | * | 1.0344 | 1.0344 | 1.0344 | 1.0344 | 1.0344 | 1.0344 | 1.0344 | 1.0344 | 1.0344 | 1.0344 | 1.0344 | 1.0344 | 1.0344 | 1.0344 | 1.0344 | 1.0344 | 1.0344 | 1.0344 | 1.0344 | 1.0344 | 1.0344 | 1.0344 | 1.0344 | 1.0344 | 1.0344 | 1.0344 | 1.0344 | 1.0344 | 1.0344
[8 empty] | Accumulated Interest - Year 2 | * | 1.1068 | 1.1068 | 1.1068 | 1.1068 | 1.1068 | 1.1068 | 1.1068 | 1.1068 | 1.1068 | 1.1068 | 1.1068 | 1.1068 | 1.1068 | 1.1068 | 1.1068 | 1.1068 | 1.1068 | 1.1068 | 1.1068 | 1.1068 | 1.1068 | 1.1068 | 1.1068 | 1.1068 | 1.1068 | 1.1068 | 1.1068 | 1.1068 | 1.1068
[8 empty] | Accumulated Interest - Year 3 | * | 1.1843 | 1.1843 | 1.1843 | 1.1843 | 1.1843 | 1.1843 | 1.1843 | 1.1843 | 1.1843 | 1.1843 | 1.1843 | 1.1843 | 1.1843 | 1.1843 | 1.1843 | 1.1843 | 1.1843 | 1.1843 | 1.1843 | 1.1843 | 1.1843 | 1.1843 | 1.1843 | 1.1843 | 1.1843 | 1.1843 | 1.1843 | 1.1843 | 1.1843
[8 empty] | Accumulated Equity Cost - Year 1 | Advanced | 1.0571 | 1.0571 | 1.0571 | 1.0571 | 1.0571 | 1.0571 | 1.0571 | 1.0571 | 1.0571 | 1.0571 | 1.0571 | 1.0571 | 1.0571 | 1.0571 | 1.0571 | 1.0571 | 1.0571 | 1.0571 | 1.0571 | 1.0571 | 1.0571 | 1.0571 | 1.0571 | 1.0571 | 1.0571 | 1.0571 | 1.0571 | 1.0571 | 1.0571
[8 empty] | Accumulated Equity Cost - Year 2 | Advanced | 1.1813 | 1.1813 | 1.1813 | 1.1813 | 1.1813 | 1.1813 | 1.1813 | 1.1813 | 1.1813 | 1.1813 | 1.1813 | 1.1813 | 1.1813 | 1.1813 | 1.1813 | 1.1813 | 1.1813 | 1.1813 | 1.1813 | 1.1813 | 1.1813 | 1.1813 | 1.1813 | 1.1813 | 1.1813 | 1.1813 | 1.1813 | 1.1813 | 1.1813
[8 empty] | Accumulated Equity Cost - Year 3 | Advanced | 1.3201 | 1.3201 | 1.3201 | 1.3201 | 1.3201 | 1.3201 | 1.3201 | 1.3201 | 1.3201 | 1.3201 | 1.3201 | 1.3201 | 1.3201 | 1.3201 | 1.3201 | 1.3201 | 1.3201 | 1.3201 | 1.3201 | 1.3201 | 1.3201 | 1.3201 | 1.3201 | 1.3201 | 1.3201 | 1.3201 | 1.3201 | 1.3201 | 1.3201
[8 empty] | Accumulated Equity Cost - Year 1 | Moderate | 1.0571 | 1.0571 | 1.0571 | 1.0571 | 1.0571 | 1.0571 | 1.0571 | 1.0571 | 1.0571 | 1.0571 | 1.0571 | 1.0571 | 1.0571 | 1.0571 | 1.0571 | 1.0571 | 1.0571 | 1.0571 | 1.0571 | 1.0571 | 1.0571 | 1.0571 | 1.0571 | 1.0571 | 1.0571 | 1.0571 | 1.0571 | 1.0571 | 1.0571
[8 empty] | Accumulated Equity Cost - Year 2 | Moderate | 1.1813 | 1.1813 | 1.1813 | 1.1813 | 1.1813 | 1.1813 | 1.1813 | 1.1813 | 1.1813 | 1.1813 | 1.1813 | 1.1813 | 1.1813 | 1.1813 | 1.1813 | 1.1813 | 1.1813 | 1.1813 | 1.1813 | 1.1813 | 1.1813 | 1.1813 | 1.1813 | 1.1813 | 1.1813 | 1.1813 | 1.1813 | 1.1813 | 1.1813
[8 empty] | Accumulated Equity Cost - Year 3 | Moderate | 1.3201 | 1.3201 | 1.3201 | 1.3201 | 1.3201 | 1.3201 | 1.3201 | 1.3201 | 1.3201 | 1.3201 | 1.3201 | 1.3201 | 1.3201 | 1.3201 | 1.3201 | 1.3201 | 1.3201 | 1.3201 | 1.3201 | 1.3201 | 1.3201 | 1.3201 | 1.3201 | 1.3201 | 1.3201 | 1.3201 | 1.3201 | 1.3201 | 1.3201
[8 empty] | Accumulated Equity Cost - Year 1 | Conservative | 1.0571 | 1.0571 | 1.0571 | 1.0571 | 1.0571 | 1.0571 | 1.0571 | 1.0571 | 1.0571 | 1.0571 | 1.0571 | 1.0571 | 1.0571 | 1.0571 | 1.0571 | 1.0571 | 1.0571 | 1.0571 | 1.0571 | 1.0571 | 1.0571 | 1.0571 | 1.0571 | 1.0571 | 1.0571 | 1.0571 | 1.0571 | 1.0571 | 1.0571
[8 empty] | Accumulated Equity Cost - Year 2 | Conservative | 1.1813 | 1.1813 | 1.1813 | 1.1813 | 1.1813 | 1.1813 | 1.1813 | 1.1813 | 1.1813 | 1.1813 | 1.1813 | 1.1813 | 1.1813 | 1.1813 | 1.1813 | 1.1813 | 1.1813 | 1.1813 | 1.1813 | 1.1813 | 1.1813 | 1.1813 | 1.1813 | 1.1813 | 1.1813 | 1.1813 | 1.1813 | 1.1813 | 1.1813
[8 empty] | Accumulated Equity Cost - Year 3 | Conservative | 1.3201 | 1.3201 | 1.3201 | 1.3201 | 1.3201 | 1.3201 | 1.3201 | 1.3201 | 1.3201 | 1.3201 | 1.3201 | 1.3201 | 1.3201 | 1.3201 | 1.3201 | 1.3201 | 1.3201 | 1.3201 | 1.3201 | 1.3201 | 1.3201 | 1.3201 | 1.3201 | 1.3201 | 1.3201 | 1.3201 | 1.3201 | 1.3201 | 1.3201
|  | X |  | Data Sources for Default Inputs | bar: 2022 to 2037
[5 empty] | Current Costs: |  |  |  |  | 2022: Citation; 2027: Dollar Year; 2028: Escalation Index
[5 empty] | Available Capacity (GW) |  |  |  |  | 2022: NSD: Kao et al. (2014)
[5 empty] | Net Capacity Factor (%) |  |  |  |  | 2022: NPD: Oladosu et al. (2021);; 2038: NSD: Kao et al. (2014)
[5 empty] | Overnight Capital Cost ($/kW) |  |  |  |  | 2022: NPD: Oladosu et al. (2021);; 2038: ORNL/TM-2020/1656 Oak Ridge, TN: Oak Ridge National Laboratory; NSD: Hydropower Vision (DOE 2016)
[5 empty] | Fixed Operating Expenses ($/kW-yr) |  |  |  |  | 2022: NPD: Oladosu et al. (2021);; 2038: ORNL/TM-2020/1656. Oak Ridge, TN: Oak Ridge National Laboratory; NSD:Hydropower Vision (DOE 2016)
[5 empty] | Variable Operating Expenses ($/MWh) |  |  |  |  | 2022: N/A
[5 empty] | Spur Line Cost ($/kW) |  |  |  |  | 2022: N/A
[5 empty] | Future Projections Costs: |  |  |  |  | 2022: Citation; 2027: Dollar Year; 2028: Escalation Index
[5 empty] | Net Capacity Factor (%) |  |  |  |  | 2022: NPD: Oladosu et al. (2021);; 2038: ORNL/TM-2020/1656. Oak Ridge, TN: Oak Ridge National Laboratory; Assumptions; NSD: Same as Base
[5 empty] | Overnight Capital Cost ($/kW) |  |  |  |  | 2022: NPD: Oladosu et al. (2021);; 2038: ORNL/TM-2020/1656. Oak Ridge, TN: Oak Ridge National Laboratory + Assumptions; NSD: Hydropower Vision (DOE 2016)
[5 empty] | Fixed Operating Expenses ($/kW-yr) |  |  |  |  | 2022: NPD: Oladosu et al. (2021);; 2038: ORNL/TM-2020/1656. Oak Ridge, TN: Oak Ridge National Laboratory + Assumptions; NSD: Hydropower Vision (DOE 2016)